## C.tower parts
DATE :5.12.25
ITEM CODE | Name | Model | Spec | unit | (RM) | Picture
CTP001 | ABS Sprinkler head | 8T-10T | 1.5"(4 Blades) | PC | 45.9154
CTP002 |  | 15T-20T | 2"(4 Blades) | PC | 55.0984
CTP003 |  | 15T-20T | 2"(6 Blades) | PC | 64.2815
CTP004 |  | Liang Chi | 2.5"(4 Blades) | PC | 94.4545
CTP005 |  | 25T-50T | 3"(4 Blades) | PC | 73.4646
CTP006 |  | 25T-50T | 3"(6 Blades) | PC | 82.6477
CTP007 |  | 60T-80T | 4"(4 Blades) | PC | 168.3564
CTP008 |  | 60T-80T | 4"(6 Blades) | PC | 165.2953
CTP009 |  | 100T-125T5"4吼 | 5"(4 Blades) | PC | 277.0665
CTP010 | Standard ABS fan | 8T | 55CM(Dia) | PC | 104.9494
CTP011 |  | 10T-15T | 63.5CM(Dia) | PC | 101.0138
CTP012 |  | 20T | 77CM(Dia) | PC | 101.0138
CTP013 |  | 25T-30T | 77CM(Dia) | PC | 104.9494
CTP014 |  | 40T-50T | 93CM(Dia) | PC | 104.9494
CTP015 |  | 60T-80T | 118CM(Dia) | PC | 209.8988
CTP016 | Low noise ABS fan | 8T-10T | 58CM(Dia) | PC | 174.9157
CTP017 |  | 15T-25T | 76CM(Dia) | PC | 209.8988
CTP018 |  | 30T-50T | 88.4CM(Dia) | PC | 227.3904
CTP019 |  | 60T | 98CM(Dia) | SET | 388.3128
CTP020 |  | 70T | 118CM(Dia) | SET | 439.0384
CTP021 | Center hoop | 8T-20T | 2"(3 Blades) | SET | 26.2374
CTP022 |  | 25T-40T | 3"(6 Blades) | SET | 52.4747
CTP023 |  | 50T | 3"(8 Blades) | PC | 61.2205
CTP024 |  | 60T-80T | 4"(8 Blades) | PC | 69.9663
CTP025 | Liang Chi ABS fan | 15T-25T | 64CM(Dia) | pc | 138.5332
CTP026 |  | 30T-50T | 76CM(Dia) | pc | 163.7211
CTP026.1 | ABS strut | 8T-20T | 23cm(Height) | pc | 26.2374
CTP026.2 |  | 25T-50T | 30cm(Height) | pc | 34.9831
CTP026.3 |  |  | 34cm(Height) | set | 34.9831
CTP026.4 |  | 60T-80T | 40cm(Height) | set | 52.4747
CTP026.5 | Waterproof net | 8T-10T | 1.5" | set | 20.9899
CTP026.6 |  | 15T-20T | 2" | set | 20.9899
CTP026.7 |  | 25T-50T | 3" | pc | 20.9899
CTP026.8 |  | 60T-80T | 4" | pc | 26.2374
CTP026.9 | High temp resisant socket | 8T-50T | 0.5" | pc | 17.4916
CTP026.10 |  | 60T-80T | 0.75" | pc | 20.9899
CTP026.11 |  | 8T-80T | 1" | pc | 26.2374
CTP026.12 |  | 8T-10T | 1.5" | pc | 26.2374
CTP026.13 |  | 15T-20T | 2" | pc | 31.4848
CTP026.14 |  | 25T-50T | 3" | set | 52.4747
CTP026.15 |  | 60T-80T | 4" | set | 69.9663
CTP026.16 | Distributor pipe | 8T-10T | 0.5"*32 | set | 34.9831
CTP026.17 |  | 15T-20T | 0.75"*43 | set | 66.468
CTP026.18 |  | 25T | 1.5"*51、52 | set | 83.9595
CTP026.19 |  | 30T-40T | 1.5"*63 | set | 104.9494
CTP026.20 |  | 50T | 1.5"*75 | set | 113.6952
CTP026.21 |  | 60T-80T | 1.5"85 | set | 157.4241
CTP026.22 |  | 25T-40T | 1.2"*65 | pc | 139.9326
CTP026.23 |  | 50T | 1.2"*75 | pc | 148.6783
CTP026.24 | INFILL COOLING TOWER (PER KG) 240mm high |  |  | pc | 24.4882
CTP026.46 | INFILL COOLING TOWER (PER KG) 340mm high |  |  |  | 19.5906
CTP026.25 | Air inlet mesh 1m*1.6m |  | 2m*1.2m | pc | 55.0984
CTP026.26 | Alum. alloy Fan blade (6pcs) |  | 1.5M(Dia) | pc | 1057.8901
CTP026.27 |  |  | 1.8M(Dia) | pc | 1408.2597
CTP026.28 |  |  | 2M(Dia) | pc | 2245.756
CTP026.29 | Alum. alloy Fan blade (4pcs) |  | 1.2M(Dia) Adjustable | pc | 463.392
CTP026.30 |  |  | 1.2M(Dia) | pc | 588.8469
CTP026.31 |  |  | 1.5M(Dia) | pc | 644.0019
CTP026.32 |  |  | 1.8M(Dia) | pc | 968.6024
CTP026.33 |  |  | 2M(Dia) | pc | 1334.7951
CTP026.34 |  |  | 2.1M(Dia) | pc | 1399.2179
CTP026.35 |  |  | 2.4M(Dia) | pc | 2359.9087
CTP026.36 |  |  | 2.8M(Dia) | pc | 2766.7895
CTP026.37 |  |  | 3M(Dia) | pc | 2945.3649
CTP026.38 |  |  | 3.2M(Dia) | pc | 3369.1991
CTP026.39 |  |  | 3.4M(Dia) | pc | 4735.6405
CTP026.40 |  |  | 3.7M(Dia) | pc | 5370.8266
CTP026.41 |  |  | 4.2M(Dia) | pc | 6103.2121
CTP026.42 |  |  | 4.6M(Dia) | pc | 10578.901
CTP026.43 |  |  | 5M(Dia) | pc | 10904.4056
CTP026.44 | Wing blade | 270mm Blade Width | 1008/米 | pc | 1546.1471
CTP026.45 |  | 380mm Blade Width | 1224/米 | pc | 1654.6486
CTP027 | Aluminium Alloy Sprinkler Head |  | 3"(4 Blades) | pc | 133.572
CTP028 |  |  | 4"(4 Blades) | pc | 267.144
CTP029 |  |  | 5"(4 Blades) | pc | 293.8584
CTP030 |  |  | 6"(4 Blades) | pc | 306.1025
CTP031 |  |  | 8"(6 Blades) | pc | 465.2757
CTP032 |  |  | 10"(8 Blades) | pc | 1040.7484
CTP033 |  |  | 12"(10 Blades) | pc | 2147.4265
CTP034 | COOLING TOWER FAN MOTOR | Y8006 | 0.18KW | 500mm/560mm | 496.1021
CTP035 |  | Y8026 | 0.37KW | 760mm | 637.8455
CTP036 |  | Y8036 | 0.55KW | 760mm | 737.0659
CTP037 |  | Y90S-6P | 0.75KW-6P | 760mm | 921.3324
CTP038 |  | Y100-6P | 1.5KW-6P | 860mm | 1417.4344
CTP039 |  | Y112-8P | 1.5KW-8P | 1000mm/1200mm | 1842.6648
CTP040 |  | Y132-8P | 2.2KW-8P | - | 2409.6386
CTP041 |  | Y112-4P | 4KW-4P | 1800mm | 3029.7661
CTP042 |  | Y132-4P | 5.5KW-4P | 1800mm | 3543.5861
CTP043 |  | Y160-12P | 4KW-12P | 1800mm | 4429.4826
CTP044 |  | Y160-12P | 5.5KW-12P | 1800mm-2000mm | 6201.2757
CTP045 |  | Y180-16 | 4KW-16P | - | 8150.2481
CTP046 |  | Y132-6P | 4KW-6P | - | ~
CTP047 |  | Y132-6P | 5.5KW-6P | 2000mm-2400mm | ~
CTP048 |  | Y160-6P | 7.5KW-6P | 3000mm | ~
CTP049 |  | Y160-6P | 11KW-6P | 3000mm-3400mm | ~
CTP050 |  | Y180-6P | 15KW-6P | 3400mm-3700mm | ~
CTP051 |  | Y200-6P | 18.5KW-6P | 4000mm-4200mm | ~
CTP052 |  | Y132-4P | 7.5KW-4P | 2400mm | ~
CTP053 |  | Y225-6P | 22KW-6P | 4200mm-4600mm | ~
CTP054 |  | Y132-12P | 2.2KW-12P | 1500mm | ~
CTP055 |  | Y132-12P | 1.5KW-12P | 1300mm-1500mm | ~
CTP056 |  | Y112-12P | 1.1KW-12P | 1200mm | ~
CTP057 |  | Y100-8P | 0.75KW-8P | 900mm | ~
PRICE VALID : For intend order only and ex-factory at K.L price
*PRICE WILL BE CHANGE ON THE FINAL PAYMENT DUE TO THE CURRENCY RATE
*PLEASE EMAIL OR FAX OVER THE BANK IN SLIP
BANK ACC :HONG LEONG BANK BHD 36600016285 , PUBLIC BANK BHD 3119617816
BENEFICIARY :WELLER AIR-COND PARTS ENTERPRICE SDN BHD
Generated by computer

## COOLING TOWER
DATE :5.12.25
ITEM CODE | Model | Water flow rate(m3/h) |  | Tower Dimension (mm) | Motor (kw) | Fan Diameter (mm) | Air Flow Rate (m3/h) | WEIGHT |  | Standard model
|  | 27'C | 28'C | Standard&Low noise |  |  |  | Standard model |  | (RM)
|  |  |  | Diameter Do |  |  |  | DRY | WET
COT001 | WT-8 | 6.4 | 5.6 | 930 | 0.18 | 584 | 4200 | 51 | 120 | 1355.4217
COT002 | WT-10 | 8 | 7 | 930 | 0.18 | 584 | 5100 | 55 | 137 | 1626.506
COT003 | WT-15 | 12 | 11 | 1175 | 0.37 | 760 | 8400 | 80 | 215 | 2168.6747
COT004 | WT-20 | 16 | 14 | 1375 | 0.37 | 760 | 10800 | 102 | 260 | 2371.988
COT005 | WT-25 | 20 | 18 | 1375 | 0.55 | 760 | 13200 | 110 | 325 | 3117.4699
COT006 | WT-30 | 24 | 21 | 1615 | 0.75 | 884 | 14400 | 150 | 355 | 3456.3253
COT007 | WT-40 | 32 | 28 | 1780 | 0.75 | 884 | 17400 | 165 | 405 | 3795.1807
COT008 | WT-50 | 40 | 35 | 1870 | 1.1 | 884 | 19200 | 200 | 500 | 5015.0602
COT009 | WT-60 | 48 | 42 | 1870 | 1.5 | 1184 | 24600 | 250 | 560 | 112500
COT010 | WT-80 | 64 | 56 | 2100 | 1.5 | 1184 | 26400 | 430 | 790 | 121362.3726
COT011 | WT-100 | 80 | 70 | 2965 | 2.2 | 1470 | 36600 | 510 | 1340 | 10524.4507
0 | WT-125 | 100 | 88 | 2965 | 2.2 | 1470 | 43200 | 620 | 1480 | 11600.815
0 | WT-150 | 120 | 105 | 3320 | 4 | 1780 | 56400 | 780 | 1860 | 12916.3714
0 | WT-175 | 140 | 123 | 3320 | 4 | 1780 | 68400 | 870 | 1950 | ~
0 | WT-200 | 160 | 140 | 3700 | 4 | 1780 | 74400 | 1330 | 3035 | ~
0 | WT-225 | 180 | 158 | 4410 | 4 | 1780 | 74400 | 1450 | 3155 | ~
0 | WT-250 | 200 | 175 | 4410 | 5.5 | 2360 | 103800 | 1475 | 3180 | ~
0 | WT-300 | 240 | 211 | 4410 | 5.5 | 2360 | 114000 | 1750 | 3460 | ~
0 | WT-350 | [8 empty] | ~
0 | WT-400 | [8 empty] | ~
0 | WT-500 | [8 empty] | ~
PRICE VALID : For intend order only and ex-factory at K.L price
*PRICE WILL BE CHANGE ON THE FINAL PAYMENT DUE TO THE CURRENCY RATE
*PLEASE EMAIL OR FAX OVER THE BANK IN SLIP
BANK ACC :HONG LEONG BANK BHD 36600016285 , PUBLIC BANK BHD 3119617816
BENEFICIARY :WELLER AIR-COND PARTS ENTERPRICE SDN BHD
COMPUTER PRINT GENERATE ONLY

## HEATER
PRICE WILL UPDATE OR CHANGE EVERYWEEK DUE TO THE DATE
DATE :5.12.25
ITEM CODE | MODEL | APPLICATION | Size (Meter) | (RM) | Picture
HEA001 | 70" usa straight heater | USA straight heater (220v-240v) | 1.68 | 88.128
HEA002 | 90" usa straight heater |  | 2.29 | 104.04
HEA003 | 138" usa straight heater |  | 3.5 | 140.76
HEA004 | 47" USA Blower heater | USA Unit blower heater (220v-240v) | 1.2 | 64.8749 |  | cl301,cl401,ce301
HEA005 | 55" USA Blower heater |  | 1.4 | 78.5615 |  | cle301,cle401
HEA006 | 63" USA Blower heater |  | 1.6 | 91.5189
HEA007 | 71" USA Blower heater |  | 1.8 | 102.4919
HEA008 | 79" USA Blower heater |  | 2 | 101.9462 |  | cl302,nt501
HEA009 | 87" USA Blower heater |  | 2.2 | 128.7569 |  | cle302,nte501
HEA010 | 94" USA Blower heater |  | 2.4 | 138.9127 |  | cl402,ce302,cle402
HEA011 | 102" USA Blower heater |  | 2.6 | 143.8155
HEA012 | 110" USA Blower heater |  | 2.8 | 149.0685 |  | cl303
HEA013 | 118" USA Blower heater |  | 3 | 154.088 |  | cle303
HEA014 | 125" USA Blower heater |  | 3.2 | 158.7573
HEA015 | 133" USA Blower heater |  | 3.4 | 163.6601 |  | cl403,nt502,ce303
HEA016 | 142" USA Blower heater |  | 3.6 | 169.4968 |  | cle403,nte502
HEA017 | 149" USA Blower heater |  | 3.8 | 173.9327
HEA018 | 157" USA Blower heater |  | 4 | 178.9522
HEA019 | 164" USA Blower heater |  | 4.2 | 187.2403 |  | cl404,nt632
HEA020 | 174" USA Blower heater |  | 4.4 | 197.1626
HEA021 | 181" USA Blower heater |  | 4.6 | 205.4507 |  | cle404
HEA022 | 189" USA Blower heater |  | 4.8 | 214.0889 |  | nte802
HEA023 | 196" USA Blower heater |  | 5 | 226.6961 |  | nt503
HEA024 | 204" USA Blower heater |  | 5.2 | 250.2317
HEA025 | 213" USA Blower heater |  | 5.4 | 269.8875 |  | cl405,nte503
HEA026 | 219" USA Blower heater |  | 5.6 | 268.7674
HEA027 | 228" USA Blower heater |  | 5.8 | 282.2612
HEA028 | 236" USA Blower heater |  | 6 | 287.3031
HEA029 | 243" USA Blower heater |  | 6.2 | 298.8373
HEA030 | 251" USA Blower heater |  | 6.4 | 327.5537 |  | nt504,nt633
HEA031 | 258" USA Blower heater |  | 6.6 | 334.6745
HEA032 | 266" USA Blower heater |  | 6.8 | 341.9119 |  | nte504
HEA033 | 279" USA Blower heater |  | 7.1 | 353.26 |  | nte803
HEA033.1 | 180" heater (NT632)3ph | 3ph blower heater | 4.57 | 263.5542
HEA033.2 | 212" heater (NT503)3ph |  | 5.38 | 295.4124
HEA033.3 | 260" heater (NT504,NT633)3ph |  | 6.6 | 362.025
HEA034 | SF-CD (5.5m/220w/240v) USA | Coldroom door heater USA | 5.5m | 39.341
HEA035 | SF-CD (5.67m/220w/240v) USA |  | 5.67 | 49.1763
HEA036 | SF-CD (6m/240w/240v) USA |  | 6 | 51.6351
HEA037 | SF-CD (7m/280w/240v) USA |  | 7 | 59.0116
HEA038 | SF-CD (8.5m/340w/240v) USA |  | 8.5 | 71.3056
HEA039 | SF-CD (11m/440w/240v) USA |  | 11 | 93.435
HEA039.01 | DH-5.5m/220w/240v door heater | Door heater braided 120c | 5.5m/0.82a | 28.963
HEA039.02 | DH-5.67m/220w/240v door heater |  | 5.67/0.97a | 28.963
HEA039.03 | DH-6m/220w/240v door heater |  | 6/0.97a | 31.4815
HEA039.04 | DH-6.3m/220w/240v door heater |  | 6/1.02a | 34
HEA039.05 | DH-7m/220w/240v door heater |  | 7/1.17a | 37.7778
HEA039.06 | DH-8.5m/220w/240v door heater |  | 8.5/1.35a | 46.4957
HEA039.07 | DH-11m/220w/240v door heater |  | 11/1.65a | 57.9259
HEA039.08 | DHR-J-S door heater 8mm x 100m(65c~105c) | (40w 65c~105c, 0.5amp) | 100m | 658.6345
HEA039.09 | DHS-J-S door heater 10mm x 100m(65c~105c)S/steel braider |  | 100m | 963.8554
HEA039.7 | SF-DP (5m/200w/240v) USA |  | 5 | 47.1386
HEA040.01 | DP (0.5m/20w/240v) USA | Drain pipe heater | 0.5 | 20.654
HEA040 | DP (1m/40w/240v) USA |  | 1 | 25.2438
HEA040.1 | DP (1.5m/60w/240v) USA |  | 1.5 | 32.1285
HEA041 | DP (2m/80w/240v) USA |  | 2 | 37.8657
HEA041.1 | DP (2.5m/100w/240v) USA |  | 2.5 | 41.3081
HEA042 | DP (3m/120w/240v) USA |  | 3 | 50.4877
HEA042.1 | DP (3.5m/140w/240v) USA |  | 3.5 | 49.3402
HEA042.2 | DP (4m/160w/240v) USA |  | 4 | 57.3723
HEA042.3 | DP (4.5m/180w/240v) USA |  | 4.5 | 64.257
HEA043 | DP (5m/200w/240v) USA |  | 5 | 68.8468
HEA043.01 | DP (5.5m/200w/240v) USA |  | 5.5 | 75.7315
HEA043.1 | DP (6m/240w/240v) USA |  | 6 | 82.6162
HEA043.2 | DP (6.5m/260w/240v) USA |  | 6.5 | 89.5009
HEA043.3 | DP (7m/280w/240v) USA |  | 7 | 96.3855
HEA043.4 | DP (7.5m/300w/240v) USA |  | 7.5 | 103.2702
HEA043.5 | DP (8m/320w/240v) USA |  | 8 | 110.1549
HEA044 | DP (100m/50w/240v) USA | Floor defrost heater | 100 | 1506.0241
HEA046 | SIEMEN Temperature controller C/W terminal box F2000 | ~35c - 40c cut off temperature |  | 28.9157
HEA047 | Drain pan heater (230v,125w) | 180c (0.9~0.09amp) |  | 80.9963
HEA048 | Crankcase heater 52cm 35W | ZB15-29 |  | 63
HEA049 | Crankcase heater 57cm 40W | ZB38-48, ZFI23-39 |  | 63.0952
HEA050 | Crankcase heater 72cm 60W | ZB58-114, ZFI50-81 |  | 69.3333
HEA051 | Crankcase heater 102cm 70W | ZB130-220, ZFI96-140 |  | 77.3333
HEA052 | 280L-100-220V-300W | ZB130-220, ZFI96-141 |  | 53.5475
HEA053 | 280L-150-220V-300W | ZB130-220, ZFI96-142 |  | 58.9023
HEA054 | 330L-150-220V-320W | ZB130-220, ZFI96-143 |  | 66.9344
HEA055 | CAE301-A | ZB130-220, ZFI96-144 |  | 77.232
HEA056 | CAE302-A | ZB130-220, ZFI96-145 |  | 120.4819
HEA057 | CAE303-A | ZB130-220, ZFI96-146 |  | 169.9104
HEA058 | CAE301-B | ZB130-220, ZFI96-147 |  | 83.4106
HEA059 | CAE302-B | ZB130-220, ZFI96-148 |  | 126.6605
HEA060 | CAE303-B | ZB130-220, ZFI96-149 |  | 176.089
PRICE VALID : For intend order only and ex-factory at K.L price
*PRICE WILL BE CHANGE ON THE FINAL PAYMENT DUE TO THE CURRENCY RATE
*PLEASE EMAIL OR FAX OVER THE BANK IN SLIP
BANK ACC :HONG LEONG BANK BHD 36600016285 , PUBLIC BANK BHD 3119617816
BENEFICIARY :WELLER AIR-COND PARTS ENTERPRICE SDN BHD
Generated by computer
FRIO DRAIN LINE HEATER (1m/40w/230v)
FRIO DRAIN LINE HEATER (2m/80w/230v)
FRIO DRAIN LINE HEATER (3m/120w/230v)
FRIO DRAIN LINE HEATER (5m/200w/230v)
FRIO coldroom door heater c/w metal braiding (5.67m/170w/230v)
FRIO coldroom door heater c/w metal braiding (6m/180w/230v)
FRIO coldroom door heater c/w metal braiding (7m/210w/230v)
FRIO coldroom door heater c/w metal braiding (7.5m/225w/230v)
FRIO coldroom door heater c/w metal braiding (8.5m/255w/230v)
FRIO coldroom door heater c/w metal braiding (10.5m/315w/230v)
FRIO coldroom door heater c/w metal braiding (11m/330w/230v)

## AC PARTS
DATE :5.12.25
ITEM CODE | AIR-COND PARTS | packing | (RM)
AC001 | 1 UF FAN CAPACITOR |  | 1.8072
AC002 | 1.2 UF FAN CAPACITOR |  | 1.8474
AC003 | 1.5 UF FAN CAPACITOR |  | 2.0482
AC004 | 1.75 UF FAN CAPACITOR |  | 2.1151
AC005 | 2 UF FAN CAPACITOR |  | 2.1687
AC006 | 2.5 UF FAN CAPACITOR |  | 2.3159
AC007 | 3 UF FAN CAPACITOR |  | 2.4498
AC008 | 3.5 UF FAN CAPACITOR |  | 2.5703
AC009 | 4 UF FAN CAPACITOR |  | 2.6506
AC010 | 4.5 UF FAN CAPACITOR |  | 2.7845
AC010.1 | 5 UF FAN CAPACITOR |  | 2.9451
AC010.2 | 6 UF FAN CAPACITOR |  | 3.1191
AC010.3 | 7.5 UF FAN CAPACITOR |  | 3.4806
AC011 | 5 UF RUNNING CAPACITOR |  | 6.2517
AC012 | 7.5 UF RUNNING CAPACITOR |  | 6.7871
AC013 | 10 UF RUNNING CAPACITOR |  | 6.7604
AC014 | 12.5 UF RUNNING CAPACITOR |  | 7.7108
AC015 | 15 UF RUNNING CAPACITOR |  | 7.4297
AC016 | 20 UF RUNNING CAPACITOR |  | 9.3173
AC017 | 25 UF RUNNING CAPACITOR |  | 10.4552
AC018 | 30 UF RUNNING CAPACITOR |  | 11.1647
AC019 | 35 UF RUNNING CAPACITOR |  | 10.2142
AC020 | 40 UF RUNNING CAPACITOR |  | 10.8032
AC021 | 45 UF RUNNING CAPACITOR |  | 11.9679
AC021.1 | 50 UF RUNNING CAPACITOR |  | 14.4578
AC021.2 | 60 UF RUNNING CAPACITOR |  | 17.0817
AC021.3 | 36-53 UF STARTING CAPACITOR |  | 8.0321
AC022 | 53-64 UF STARTING CAPACITOR |  | 9.3708
AC023 | 66-77 UF STARTING CAPACITOR |  | 11.2115
AC024 | 72-86 UF STARTING CAPACITOR |  | 11.7135
AC025 | 88-108 UF STARTING CAPACITOR |  | 12.4307
AC026 | 108-130 UF STARTING CAPACITOR |  | 12.6219
AC026.1 | 124-149UF STARTING CAPACITOR |  | 15.0469
AC026.2 | 130-156 UF STARTING CAPACITOR |  | 15.476
AC027 | TERMINAL WIRE YL3HP |  | 14.4578
AC028 | QD-U02B universal (for under 2hp spilt type) |  | ~
AC029 | QD-U03C+ universal (for under 3hp spilt type) |  | ~
AC030 | QD-U30A universal (for under 5hp ceiling type) |  | ~
AC030.1 | QD61(E)/AUTO universal (2-3hp floor stand ac) |  | 73.6278
AC030.2 | QD-U05PG+(E) universal (1-3hp split type) |  | ~
AC031 | QD-U08PGC(E) universal (1-3hp split type c/w indicator) |  | 44.9417
AC032 | THERMOSTAT ( SIEMENS ) 711 |  | 10.5979
AC032.1 | ATB - 132 THEMOSTAT |  | 8.813
AC032.2 | ATB - 133 THEMOSTAT |  | 8.813
AC032.3 | ATB - 134 THEMOSTAT |  | 8.813
AC033 | Drain Pipe Fitting 3/4"( aluminium) |  | 0
AC034 | Dunlop Cork Tape |  | 19.6923
AC035 | Drain Pipe Fitting( aluminium) 1" |  | 23.2864
AC036 | Drain Pipe Fitting(aluminium) 2" |  | 34.4234
AC037 | HLR3800-6M4D STARTER RELAY |  | 40.1606
AC038 | COIL CLEANER 4LITRES |  | 13.3333
AC039 | COIL CLEANER 25LITRES |  | 64.6154
AC040 | SOLVENT DEGRESER 4KGS |  | 46.25
AC040.01 | Air Cond System Flushing Set |  | 84.3373
AC041 | LEAK LOCK DY-340 (50g) |  | 14.7256
AC042 | OIL PRESSURE GAUGE BRACKET 3HOLE |  | 25.9863
AC043 | OIL PRESSURE GAUGE BRACKET 2HOLE (big) |  | 17.7179
AC044 | OIL PRESSURE GAUGE BRACKET 2HOLE (small) |  | 15.3555
AC045 | HI /LO PRESSURE CONTROL HLP830E DUAL AUTO |  | 52.336
AC046 | HI /LO PRESSURE CONTROL HLP830HLME DUAL MANUAL |  | 52.336
AC047 | HI / LO PRESSURE CONTROL HLP830HME AUTO/MANUAL |  | 52.336
AC048 | LOW PRESSURE CONTROL P6ME MANUAL RESET |  | 34.8907
AC049 | LOW PRESSURE CONTROL P6E AUTO RESET |  | 34.8907
AC050 | HI PRESSURE CONTROL P30ME MANUAL RESET |  | 34.8907
AC051 | HI PRESSURE CONTROL P30DE AUTO RESET |  | 34.8907
AC052 | OIL PRESSURE CONTROL HLD35T |  | 116.1231
AC053 | OIL PRESSURE CONTROL HLD502 |  | 76.8923
AC054 | HI-LO PRESSURE BRACKET |  | 2.8349
AC055 | FLOW SWITCH HLS1001 |  | 89.0538
AC056 | FLOW SWITCH HLS68 (MG1068) |  | 111.2141
AC057 | 052 OIL FILTER |  | 15.8098
AC058 | 163 OIL FILTER |  | 17.4453
AC059 | COOLING TOWER DESCALER 25KG |  | 121.4286
AC060 | COOLING TOWER WATER CONDITIONER 25KG |  | 457.1429
AC061 | CONDENSER BRUSH |  | 5.0909
AC062 | CLOTH TAPE 48mm x 7y |  | 2.9887
AC062.1 | Aluminium foil tape 48mm x 30m | weller stock | 9.9
AC062.2 | Aluminium foil tape 60mm x 30m | quickool | 12.375
AC062.3 | Aluminium foil tape 75mm x 30m | quickool | 14.85
AC062.4 | Masking tape yellow 24mm x40m | 0 | 0
AC062.5 | Masking tape yellow 35mm x 50m (48rolls per ctn) | wefoam | 4.3314
AC062.6 | Masking tape orange 35mm x 50m (48rolls per ctn) | quickool | 4.9256
AC062.7 | OPP tape 48mm x 80m |  | 0
AC062.8 | Stretch Film 2.2kg x 500mm |  | 22.1429
AC062.9 | Stretch Film 100mm |  | 4.1667
AC062.10 | Wire tape 18mm x 7y |  | 0.66667
AC062.11 | Stretch Film 500mm(Black) |  | 27.1429
AC062.12 | Stretch Film 250mm(Black) |  | 31.6667
AC062.13 | Stretch Film 100mm(Black) |  | 4
AC063 | Tombo 1935NA gasket (1.27m x 1.27m 0.5mmt) |  | 111.3333
AC064 | Tombo 1935NA gasket (1.27m x 1.27m 0.8mmt) |  | 93
AC065 | Tombo 1935NA gasket (1.27m x 1.27m 1mmt) |  | 105.8333
AC066 | Tombo 1935NA gasket (1.27m x 1.27m 1.5mmt) |  | 182
AC067 | Tombo 1995NA gasket (1.27m x 1.27m 1mmt) |  | 388.3333
AC068 | Tombo 1995NA gasket (1.27m x 1.27m 1.5mmt) |  | 555
AC068.1 | AFM34 CNAF SHEET (1.5m X 1.5m *0.8mm) |  | 741.6667
AC068.2 | AFM34 CNAF SHEET (1.5m X 1.5m *1mm) |  | 761.871
AC068.3 | AFM34 CNAF SHEET (1.5m X 1.5m *1.5) |  | 1088.3333
AC069 | 9mm x 1ft x 2ft vibration sheet |  | 87.6923
AC070 | 13mm x 1ft x 2ft vibration sheet |  | 110.7692
AC071 | 19mm x 1ft x 2ft vibration sheet |  | 141.5385
AC072 | 9mm x 4"x 4" vibration sheet |  | 7.9167
AC073 | 13mm x 4"x 4" vibration sheet |  | 10
AC074 | 19mm x 4"x 4" vibration sheet |  | 12.7778
AC074.1 | Airconditioner anti-vibration pad (4pcs) |  | 19.125
AC075.1 | Aluminium tape (SMALL ROLL) |  | 3.825
AC076 | SPRAY PUMP 0.8L (SX-573) |  | 8.2527
AC077 | SPRAY PUMP 5L (SX-CS5A) |  | 36.618
AC079 | NYLON STICK (1M) |  | 12.4026
AC080 | NYLON BRUSH (16MM) |  | 9.4496
AC081 | COPPER BRUSH (16MM) |  | 10.6308
AC083 | GM-320 INFRARED THERMOMETER -50c ~ +420C |  | 46.7753
AC083.01 | GM816 ANEMOMETER |  | 69.4543
AC084 | RTM-027 | Self lighting torch.regulatorwith copper | 134.9206
AC085 | RTM-26D | Mapp torch,regulator withcopper | 100.6944
AC086 | RTM-1S6 WELDING TORCH (25MM) | Self lighting torch regulator with copper | 76.3889
AC087 | WT-10 DUAL WELDING TORCH C/W HOSE (60MM) | Welding up to 60mm copper pipe | 125
AC088 | WT-9 SINGLE WELDING TORCH C/W HOSE (32MM) | Welding up to 32mm copper pipe | 97.2222
AC089 | RTM-EP1S WELDING TORCH (32MM) | Welding up to 32mm copper pipe | ~
AC090 | OXYGEN CYLINDER 145G | 0 | 45.4167
AC091 | MAPP GAS CHINA 14.1OZ | 0 | 15.83
AC092 | OX70 MAPP & OXYGEN BRAZING KIT | 0 | 297.4966
AC093 | HCW-23P | Meduim Duty Welding andCutting Kit | ~
AC094 | HCW-34P | Heavy Duty Welding andCutting KIT | ~
AC095 | Clean bag PCC-1 |  | 110.5726
AC096 | Clean bag PCC-2 |  | 33.4915
0 | T 30 TEMPERATURE CONTROLLER (-30c - 0c) |  | 75.934
0 | T 15 TEMPERATURE CONTROLLER (-15c- t15c) |  | 75.934
AC097 | 1/3 BUTTERFLY OVERLOAD |  | 5.6667
AC098 | 1/4 BUTTERFLY OVERLOAD |  | 5.6667
AC098.1 | 1/5 BUTTERFLY OVERLOAD |  | 5.6667
AC098.2 | 1/6 BUTTERFLY OVERLOAD |  | 5.6667
AC098.3 | 1/8 BUTTERFLY OVERLOAD |  | 5.6667
AC099 | 1/2 OVERLOAD |  | 6.6111
AC100 | 3/8 OVERLOAD |  | 6.6111
AC101 | 1/3 OVERLOAD |  | 6.6111
AC102 | 1/4 OVERLOAD |  | 6.6111
AC103 | 1/5 OVERLOAD |  | 6.6111
AC104 | 1/6 OVERLOAD |  | 6.6111
AC105 | 1/8 OVERLOAD |  | 6.6111
AC106 | PTC RELAY 1PIN |  | 8.6232
AC107 | PTC RELAY 2PIN |  | 8.6232
AC108 | PTC RELAY 3PIN |  | 8.6232
AC109 | PTC RELAY 4PIN |  | 8.6232
AC110 | 3/8 COIL RELAY 3PIN (start cap) |  | 15.7407
AC111 | 3/8 COIL RELAY 5PIN (run&start cap) |  | 20.463
AC112 | 1/2 COIL RELAY 3PIN (start cap) |  | 15.7407
AC113 | 1/2 COIL RELAY 5PIN (run&start cap) |  | 20.463
AC114 | SOLID STATE RELAY |  | 10.4418
AC115 | 5/16" x 3 | ZP U Bolt c/w 2 nuts | 2.8333
AC116 | 5/16" x 3 1/2 |  | 3.3333
AC117 | 5/16" x 4 |  | 3.6667
AC118 | 5/16" x 5 |  | 4
AC119 | 5/16" x 6 |  | 4.5
AC120 | 3/8" x 3 |  | 4
AC121 | 3/8" x 4 |  | 4.5
AC122 | 3/8" x 5 |  | 5.1667
AC123 | 3/8" x 6 |  | 5.8333
AC124 | 3/8" x 7 |  | 7
AC125 | 3/8" x 8 |  | 8.3333
AC126 | 3/8" x 10 |  | 11.3333
AC127 | 3/8" x 12 |  | 12.3333

## RG TUBE
DATE :5.12.25
ITEM CODE | Model | (RM) | Picture
RG001 | RG-01FS STRAIGHT KIT SET (2.6mm) | 4.4649
RG001.1 | RG-01FS STRAIGHT KIT c/w access (2.6mm) | 5.1028
RG001.2 | JH-01TT coupling | 0.81502
RG002 | RG-016T TEE KIT (2.6mm) | 5.6697
RG003 | RG-01TN TEE KIT C/W NUT (2.6mm) | 7.5833
RG004 | RG-01E ELBOW KIT c/w NUT (2.6mm) | 5.4571
RG005 | RG-01FT FLEXIBLE TUBE /Meter (2.6mm) | 6.5202
RG006 | RG-01H FLEXIBLE TUBE / ROLL 100METER (2.6mm) | 592.7453
RG007 | RG-01SS c/w 1m tube,2sets straight kit | 17.1667
RG008 | RG-01SE c/w 1m tube,straight kit,elbow kit. | 18.2692
RG009 | RKY-162-09 Crimping Tool | 204.9107
RG010 | RG-01CD Crimping Tool DIE | 97.3958
RG011 | PPR Scissor 16mm-32mm | 40.4981
RG012 | RG-02H (OIL HOSE) 5mm/1Meter | 9.7803
RG013 | RG-02FS STRAIGHT KIT SET (5mm) 1/4" | 7.4415
RG014 | RG-02E ELBOW KIT c/w NUT (5mm) 1/4" | 8.1502
RG015 | RG-03FS STRAIGHT KIT SET (5mm) 3/8" | 8.1502
RG016 | RG-03E ELBOW KIT c/w NUT (5mm) 3/8" | 9.4968
RG017 | RG-02SE c/w 1m tube,straight kit,elbow kit 1/4" | 35.3721
RG018 | RG-03SE c/w 1m tube,straight kit,elbow kit 3/8" | 37.4274
RG019 | RG 0203 MOULD | 103.2702
RG020 | MANUAL PLIER CIMPING RG03 | 346.988
RG021 | PLIER MEDIUM | 289.1566
RG022 | PLIER BIG | 247.8485
RG023 | TERMINAL CRIMPING MACHINE AM-10 | 2063.8108
RG024 | HYDRAULIC CRIMPING TOOLS ZCO-300B | 557.7867
#REF! | #REF! | #REF!

## Suniso
DATE :5.12.25
ITEM CODE | SPECIFICATIONS | USAGE | (RM) | Picture
SU001 | SUNISO OIL SL 32 X 4 LITRES | for -15c ~ -40c (freezer) r 134a,r404a,r507c | ~
SU002 | SUNISO OIL SL 68 X 4 LITRES | for 0c(chiller) r 134a,r404a,r507c,r410a | 302.6487
SU003 | SUNISO OIL SL 100 X 4 LITRES | for screw compressor low temp r22 | 319.3415
SU004 | SUNISO OIL SL 170 X 4 LITRES | for screw compressor low temp r507 | 367.5869
SU005 | 3GS X 1GAL SUNISO OIL | for -25c ~ -40c (freezer) r22 | 104.3743
SU008 | 4GS X 1GAL SUNISO OIL | for 0c(chiller) r22 | 104.3743
SU009 | SUNICE OIL SL 32 X 200 LITRES | for -15c ~ -40c (freezer) r 134a,r404a,r507c | 14417.9104
SU009.1 | SUNICE OIL SL 68 X 200 LITRES | for 0c(chiller) r 134a,r404a,r507c | 14417.9104
SU010 | Vacuum pump oil 1 litre | vaccum pump use | 26.6291
SU011 | Vacuum pump oil 5 litre | vaccum pump use | 117.1679
SU012 | SUNICE OIL SL 32 X 4 LITRES | for -15c ~ -40c (freezer) r 134a,r404a,r507c | 314.9254
SU013 | SUNICE OIL SL 68 X 4 LITRES | for 0c(chiller) r 134a,r404a,r507c | 314.9254
SU014 | SUNICE OIL SL 100 X 4 LITRES | for screw compressor low temp | ~
SU015.3 | SUNOCO OIL PV100 X 1 LITRE | for car ac r134a | 40.1741
SU016 | 3GS X 4LIT SUNOCO OIL | for -25c ~ -40c (freezer) r22 | 110.4478
SU017.1 | 3GS X 205LITS SUNISO OIL | for -25c ~ -40c (freezer) r22 | ~
SU019 | 4GS X 4LIT SUNOCO OIL | for 0c(chiller) r23 | 110.4478
SU019.1 | 4GS X 205LITS SUNISO OIL | for 0c(chiller) r24 | ~
SU020 | PCO-01 | Oil charging pump (50ml ,200psi) | 257.2727
SU021 | PCO-02 | Oil charging pump (75ml ,250psi) foot stand type | 470
SU022 | PCO-4 | Electric Oil charging pump | 1041.6667
SU023 | PCV-2 VACUUM PUMP 1.5cfm | 1.5cfm | 261.7564
SU024 | PCV-4 VACUUM PUMP 3cfm | 3cfm | 431.3205
SU025 | PCV-6 VACUUM PUMP 4.5cfm | 4.5cfm | 484.7906
SU026 | PCV-8 VACUUM PUMP 6.5cfm | 6.5cfm | 572.0427
SU027 | PCV-10 VACUUM PUMP 8cfm | 8cfm | 657.6966
SU028 | PCV-12 VACUUM PUMP 10cfm | 10cfm | 737.5385
SU033 | 2PCV-10 VACUUM PUMP 8cfm 2stage | 3/4hp | 882.4017
SU034 | 2PCV-12 VACUUM PUMP 10cfm 2stage | 1hp | 967.1838
PRICE VALID : For intend order only and ex-factory at K.L price
*PRICE WILL BE CHANGE ON THE FINAL PAYMENT DUE TO THE CURRENCY RATE
*PLEASE EMAIL OR FAX OVER THE BANK IN SLIP
BANK ACC :HONG LEONG BANK BHD 36600016285 , PUBLIC BANK BHD 3119617816
BENEFICIARY :WELLER AIR-COND PARTS ENTERPRICE SDN BHD
COMPUTER PRINT GENERATE ONLY

## Dixell & Thermometer
DATE :5.12.25
ITEM CODE | Model No. | Function | (RM) | PICTURE
DOT001 | MX32S-16P00-F (chiller 1hp-2hp) | Smart Cellar Controller (Comp 16amp cut in/out only with defrost timer) | ~
DOT002 | MX32SD-30P00 (chiller with defrost heater 1hp-3.5hp) | Smart Cellar Controller (Comp 30amp cut in/out with defrost 16amp) | 952.1507
DOT003 | MX32SR-16P00 (frezzer 1hp-2hp) | Smart Cellar Controller (Comp 16amp cut in/out with defrost 16amp,evaporator fan 10a and 2 auxillary 10a & 16a) | 1059.9632
DOT004 | MX32SR-30P00 (frezzer 1hp-3hp) | Smart Cellar Controller (Comp 30amp cut in/out with defrost 16amp,evaporator fan 10a and 2 auxillary 10a & 30a) | 1095.9007
DOT005 | DPR-TH01-ET*3M TEMP PROBE | Temp sensor probe | 9.775
DIX001 | XR02CX | Setting range： -40℃ ~ 110℃ Setting、Sensing accuracy： 1℃ ,Compressor 20(8)A/250VAC, Compressor Sensor：One NTC sensor, LED :RED ,chiller | 113.2736
DIX002 | XR06CX | Setting range： -40℃ ~ 110℃ Setting、Sensing accuracy： 1℃ ,Compressor 20(8)A/250VAC, Compressor Sensor：TWO NTC sensor, LED :RED | 159.6128
DIX002.1 | XR30CX-5R1C1 DIXELL DIGITAL CONTROLLER | Setting range： -40℃ ~ 110℃ Setting、Sensing accuracy： 1℃ ,Compressor 20(8)A/250VAC, Compressor Sensor：One NTC sensor, LED :RED ,chiller | 206.9303
DIX003 | XT110C-5C0TU | 1 stage digital controller (230v) c/w 1.5m ntc probe (FOR WATER CHILLER) | ~
DIX004 | XT121C-5C1TU | 2 stage digital controller (230v) c/w 1.5m ntc probe (FOR WATER CHILLER) | ~
DIX005 | XT151D-5CITU | 3 stage digital controller (230v) c/w 1.5m ntc probe (FOR WATER CHILLER) | ~
DIX006 | XT160D-5C0TU | 4 stage digital controller (230v) c/w 1.5m ntc probe (FOR WATER CHILLER) | ~
DIX007 | XR64CX-5N1C3 | 230vac , 3pcs 1.5m ntc probe ,to control (1) compressor ,(1) fan ,(2) defrost. | 382.8648
DIX008 | XR72CX-0N0C8 | 12vac, 2pcs 1.5m ntc probe ,to control (2) compressor ,(1) fan ,(1) defrost. | ~
DIX009 | XLR470-500C1 | 230vac , 4pcs 1.5m ntc probe ,to control (2) compressor ,(2) fan ,(2) defrost. | ~
THE001 | T-01B-1 SQUARE TYPE | Range -40~+40C,capillary length 1.5M ANALOG THERMOMETER | 16.5511
THE002 | RT-01A ROUND TYPE | Range -40~+40C,capillary length 1.5M,plastic case,size 4" ANALOG THERMOMETER | ~
THE002.1 | 2460 THERMOMETER (100mm round) | Range -40~+40C,capillary length 1.5M,plastic case,size 4" ANALOG THERMOMETER | 60.7472
THE003 | W-9000T Digital Thermometer (9 3/4" x 5 5/8") on celcius |  | 147.0923
THE004 | W-9002TC Digital Thermometer/Humidity (9 3/4" x 5 5/8") on celcius |  | 254.0684
THE005 | THERMOMETER industrial 20mm -30+50C |  | 64.5439
THE006 | THERMOMETER industrial 40mm -30+50C |  | 64.5439
THE007 | THERMOMETER industrial 63mm -30+50C |  | 64.5439
THE008 | THERMOMETER industrial 80mm -30+50C |  | 64.5439
THE009 | THERMO MANOMETER l 63mm connection 80mm dial 0+120C , 0-6bar |  | 45.1002
THE010 | ELECTRIS PRESSURE GAUGE 100mm |  | 511.75
THE011 | PT560 PRESSURE TRANSMITTER 24VDC (4-20mA) |  | 312.3077
SF001 | SF-121L | Chiller (cut in/out ) | 52.5913
DIX010 | YK-282 | CHILLER | 71.7154
DIX011 | YK-283 | FREEZER | 93.7082
DIX012 | YK-301B | CHILLER (C/W ALARM) | 90.8395
DIX013 | YK-302 | CHILLER + HUMIDIFIER (C/W ALARM) | 109.9637
DIX014 | YK202 | CHILLER + LIGHT | 62.1534
DIX015 | YK-205 | FREEZER + LIGHT | 90.8395
DIX016 | YK-252 | CHILLER + 1 LIGHT | 62.1534
DIX017 | YK-253 | CHILLER + 2 LIGHT | 74.5841
DIX018 | YK-604 | CHILLER + LIGHT | 71.7154
DIX019 | YK-605 | FREEZER | 86.0585
DIX020 | YK-615 | FREEZER + DOOR TRIP | 90.8395
DIX021 | FX32PR-00 | DIGITAL LP/HP CONTROLLER | 269.8413
DIX022 | DP506.930A | Low pressure sensor -1 ~ 9bar | 337.3016
DIX023 | DPR-PT01-P6D050L*3M | TEMP PROBE | 67.4603
DIX024 | FX3D-A1 | DIGITAL TEMP CONTROL | 168.6508
DIX025 | DPR-TH01-ET*2M | TEMP PROBE | 0
DIX026 | DPR-TH02-ET | TEMP PROBE | 15.5159
DIX027 | FX3T-TC-A1 | DIGITAL TEMP CONTROL | 229.3651
DIX028 | FX3Q-RTD-A1 | DIGITAL TEMP CONTROL | 249.6032
DIX029 | DPR-RT01-P6D50L*3M | TEMP PROBE | 67.4603
DIX030 | CX9230C-M,DOTECH | Smart Chiller Controller | 843.254
DIX031 | CX9230D-V,DOTECH | Smart Chiller Controller | 1011.9048
DIX032 | DP514-P115 | PRESSURE SENSOR | 155.1587
DIX033 | DP514-P150 | PRESSURE SENSOR | 155.1587
DIX034 | DPR-TH01-S4D40L*1/4*2M | TEMP PROBE | 60.7143
DIX035 | DPR-TH02-P6D50L*2M | TEMP PROBE | 101.1905
DIX036 | 24069001 | TRANSFORMER | 67.4603
DIX037 | FX32S-16P00-F | FX32S REFRIGERATION CONTROLLER | 114.6825
DIX038 | DPR-TH01-ET*3M | TEMP PROBE | 6.746
DIX039 | FX32SB-16P00-F | 0 | 155.1587
DIX040 | DPR-TH01-ET-3M | TEMP PROBE | 6.746
DIX041 | FX3S-00+TH1-ET | DIGITAL TEMP CONTROL | 94.4444
DIX042 | FX3D-00+TH1-ET | DIGITAL TEMP CONTROL | 107.9365
DIX043 | FX3T-TC-00 | DIGITAL TEMP CONTROL | 168.6508
DIX044 | FX3Q-RTD-00 | DIGITAL TEMP CONTROL | 185.5159
DIX045 | FX32SR-16P00-F | 4 RELAY,CLOCK | 269.8413
DIX046 | DPR-TH01-ET*3M | TEMP PROBE | 6.746
DIX047 | DPX200-HL-00-BAR | DIGITAL PRESSURE SWITCH (LP/HP) | 532.9365
DIX048 | DPX200-HL-R4-BAR | DIGITAL PRESSURE SWITCH (LP/HP) | 607.1429
DIX049 | MX32S-16P00-F | SMART CELLAR CONTROLLER | 155.1587
DIX050 | DPR-TH01-ET-*3M | TEMP PROBE | 6.746
DIX051 | MX32SD-30P00 | SMART CELLAR CONTROLLER | 438.4921
DIX052 | DPR-TH01-ET*3M | TEMP PROBE | 6.746
DIX053 | MX32SR-16P00 | SMART CELLAR CONTROLLER | 539.6825
DIX054 | DPR-TH01-ET*3M | TEMP PROBE | 6.746
DIX055 | MX32SR-30P00 | SMART CELLAR CONTROLLER | 573.4127

## Elitech
DATE :5.12.25
ITEM CODE | Model No. | Function | Main selling Points | Bench product | Application | (RM) | Wiring diagram | Picture
ELI001.1 | STC-1000HX | Refrigeration and heating（set by program） |  |  |  | 53.6351
ELI003 | STC-8080A+ | Refrigeration, defrost w/o alarm | Refrigeration,defrost,temperature upper/lower limit setting, ease of operation | w/o alarm | cold cabinet, cold storage, kitchen refrigerator/freezer | 70.8333
ELI003.1 | STC-8080AX | 0 |  |  |  | 61.797
ELI004 | STC-8080A (12V) | Refrigeration, defrost | Refrigeration,defrost,temperature upper/lower limit setting, ease of operation | w/o alarm | cold cabinet, cold storage, kitchen refrigerator/freezer | 87.3611
ELI006 | TPM-910+ | LED display | Waterproof level:IP65 |  | Display cases,cold cabinet,etc | 35.4167
ELI007 | TPM-900+ | LED display | Smart and elegant appearance |  | Display cases,cold cabinet,etc | 35.4167
ELI008 | TPM-10F | LED display | plug-in connection,with long life time,reliable performance |  | beverage cabinet,display cases,etc | 9.5231
ELI009 | TPM-30 | LED display | Pre-positive battery installation,ease of replacement |  | beverage cabinet,display cases,etc | 19.6759
ELI010 | ST-2 | Thermometer | dual way temperature measuring,big LCD display |  | water temperature measuring for aquarium | 14.9537
ELI17 | DS-1 | Thermometer | dual way temperature measuring,easy placement,temperature switch between ℃ and ℉ |  | home,office,etc | 12.5926
ELI011 | WT-1B | plug in thermometer | temperature range: -50℃--+300℃, switch between ℃ and ℉ |  | foodstuff and chemical industry | 20.0694
ELI012 | BT-2 | thermometer and hygrometer | dual way temperature and one way humidity,big LCD display,with elegant appearance |  | home,office,etc | 55.0926
ELI013 | BT-3 | thermometer and hygrometer | dual way temperature and one way humidity,big LCD display,with elegant appearance |  | home,office,etc | 62.963
ELI014 | DT-3 | thermometer and hygrometer | display dual way temperature and one way humidity |  | home,office,etc | 47.2222
ELI26 | LT-2 | thermometer and hygrometer | display one way temperature and one way humidity,with elegant appearance |  | home,office,etc | 27.5463
ELI36.1 | DR-210A New | Two ways temperature and humidity data recorder, Thermal or stylus printer optional, Big recording capacity, Big LCD | Temperature measuring range: -50℃~+120℃ Sensor: NTC | DR-400A New | widely used in industries of foodstuff, medicine, cold-chain transportation and other industries accordant with HACCP system certification. Lab, | 876.9841
0 | MTC-6020 New | Easy operation Water pump Fan Double screen Alarm | Measuring range:-50℃~+50℃ Sensor:2 NTC | MTC-6020 | mainly suitable for cold storage control | 104.5635
ELI015 | DHC-100+ New | Humidification Dehumidification Humidity sensor Pass word lock High measuring accuracy | Measuring range: 0%RH~99%RH Controlling range: 10%RH~99%RH | DHC-100+ | Widely used in humidifier, dehumidifier, air humidity adjuster, humidity control equipment | 147.2557
ELI016 | ETC-902 | Temperature measuring and display ℃/ ℉optional Refrigeration/heating optional Front panel waterproof level IP 65 Password lock Copy card （The function is the same as Eliwell IC902) | Measuring range：-50℃～99℃ (-58℉~210℉) NCT sensor 1pc | ETC-902 | Suitable for display cabinet, freezing cabinet etc. | 66.9344
ELI017 | ETC-902 (12V) | Temperature measuring and display ℃/ ℉optional Refrigeration/heating optional Front panel waterproof level IP 65 Password lock Copy card （The function is the same as Eliwell IC902) | Measuring range：-50℃～99℃ (-58℉~210℉) NCT sensor 1pc | ETC-903 | Suitable for display cabinet, freezing cabinet etc. | 67.4603
ELI018 | ETC-961 | Temperature measuring and display ℃/ ℉optional Refrigeration/heating optional Front panel waterproof level IP 65 Password lock Copy card （The function is the same as Eliwell IC961) | Measuring range：-50℃～99℃ (-58℉~210℉) NCT sensor 1pc |  | Suitable for display cabinet, freezing cabinet etc. | 70.8333
ELI019 | ETC-974A | Temperature measuring and display ℃/ ℉optional NTC/PTC Optional Front panel waterproof level IP 65 Password lock Copy card （the function is the same as EliwelI ID974) | Measuring range： NTC:–50～110℃ (-58...230℉) PTC:–55～140℃ (-67...284℉) NCT sensor： 2pc | ETC-974 | Suitable for display cabinet, freezing cabinet etc. | 78.7037
ELI020 | ETC-974 (12V) | Temperature measuring and display ℃/ ℉optional NTC/PTC Optional Front panel waterproof level IP 65 Password lock Copy card （the function is the same as EliwelI ID974) | Measuring range： NTC:–50～110℃ (-58...230℉) PTC:–55～140℃ (-67...284℉) NCT sensor： 2pc | ETC-974 | Suitable for display cabinet, freezing cabinet etc. | 95.7937
ELI021 | SENSOR DIGITAL THERMOSTAT | 0 |  |  |  | 9.8737
ELI021.1 | ECB-1000P | CHILLER 1ph |  |  |  | 369.1204
ELI021.2 | ECB-1000PLUS | CHILLER/FREEZER C/W comp,defrost,fan,light,alarm with high power |  |  |  | 472.2222
ELI021.3 | ECB-1000PLUS wifi | CHILLER/FREEZER C/W comp,defrost,fan,light,alarm with high power |  |  |  | 550.9259
ELI022 | RCW-800TDE | Smart wireless data logger -dual temperature channel 20000 points,with alarm output |  |  |  | 441.7671
ELI023 | RCW-800THE | Smart wireless data logger -dual temperature ,humidity channel 20000 points,with alarm output |  |  |  | 468.5408
ELI024 | CLD-100 | LEAK DETECTOR - suitable for all refrigerant gas |  |  |  | 128.1746
ELI026 | LTC-1626 | CHILLER DIGITAL c/w ligth on/off, power on/off (137.5mm*33mm) |  |  |  | 94.4444
ELI027 | LTC-1815 | FREZZER DIGITAL c/w light on/off(137.5mm*33mm) |  |  |  | 133.7963
ELI027.1 | LTC-100 | SPLIT CONTROLLER |  |  |  | 306.9444
ELI027.2 | SF-203F DIGITAL TEMPERATURE CONTROLLER |  |  |  |  | 85.8992
ELI027.3 | SF-205 DIGITAL TEMPERATURE CONTROLLER |  |  |  |  | 133.8688
ELI027.4 | SF-128SW DIGITAL TEMPERATURE CONTROLLER |  |  |  |  | 234.2704
ELI027.5 | SF-487 DIGITAL TEMPERATURE CONTROLLER |  |  |  |  | 423.9179
ELI027.6 | SF-486 DIGITAL TEMPERATURE CONTROLLER |  |  |  |  | 780.9014
ELI027.7 | SF-415P DIGITAL TEMPERATURE CONTROLLER |  |  |  |  | 156.1803
ELI028 | ECS-02CX | replace dixell XR-02 |  |  |  | 55.0926
ELI028.1 | ECS-06CX | replace dixell XR-06 |  |  |  | 86.5741
ELI029 | ECS-974NEO | 0 |  |  |  | ~
ELI030 | LogEt 8 PTE Data Logger | Measurement: -85°C ~ 150°C Range: -121°F ~ 302°F |  |  |  | 354.1667
ELI031 | LogEt 8 UTE Data Logger | Measurement: -196°C ~ 150°C Range: -320.8°F ~ 302°F |  |  |  | 432.8704
ELI032 | ECS-2012neo | 50c ~ -150c |  |  |  | 212.5
ELI033 | ECB-LS230WIFI(5HP) | 0 |  |  |  | 762.8205
ELI034 | CK-H10 Water chiller controller | 0 |  |  |  | 276.0684
ELI035 | ECS-2180neo A(16.10.05.05) Digital controller | use for comercial refrigerator c/w lamp on/off,door switch,alarm,16amp comp,10a defrost,5a fan |  |  |  | 94.4444
ELI035.1 | MS-100 DIGITAL MANIFOLD | 0 |  |  |  | 329.806
ELI036 | MS-1000S DIGITAL MANIFOLD | 0 |  |  |  | 835.4701
ELI036.1 | MS-2000S DIGITAL MANIFOLD | 0 |  |  |  | 1855.1587
ELI036.2 | MS-4000S DIGITAL MANIFOLD | 0 |  |  |  | 2091.2698
ELI037 | VGW-760 VACUUM GAUGE | 0 |  |  |  | 652.5253
ELI038 | PG-30pro digital meter | 0 |  |  |  | 225.2137
ELI039 | ILD-200 LEAK DETECTOR | 0 |  |  |  | 1002.9005
ELI040 | LS-200 CONTROLLER C/W CIRCUIT AND TRANSFORMER | 0 |  |  |  | 317.1759
ELI041 | V700 VACUUM PUMP | 0 |  |  |  | 1922.619
ELI042 | V900 VACUUM PUMP | 0 |  |  |  | 2529.7619
ELI043 | V1200 VACUUM PUMP | 0 |  |  |  | 3238.0952
ELI044 | LMC-100F+ Refrigeration scale | 0 |  |  |  | 344.4128
WITH STOCK
PRICE VALID : For intend order only and ex-factory at K.L price
*PLEASE EMAIL OR FAX OVER THE BANK IN SLIP
BANK ACC :HONG LEONG BANK BHD 36600016285 , PUBLIC BANK BHD 3119617816
BENEFICIARY :WELLER AIR-COND PARTS ENTERPRICE SDN BHD
Generated by computer

## Strip curtain
DATE :5.12.25
ITEM CODE | MODEL | APPLICATION | SIZE | (RM) | PICTURE
PVC001 | POLAR CLEAR CURTAIN STRIP (FREEZER) 8" X 50M X 2MM | -40C to +50C | 200MM*2MM*50M | 270.3853
PVC002 | STANDARD CLEAR CURTAIN STRIP (CHILLER) 8" X 50M X 2MM | -15C to +50C | 200MM*2MM*50M | 258.9606
PVC003 | POLAR RIBBED CURTAIN STRIP (FREZZER) 8" X 50M X 2MM | -40C to +50C | 200MM*2MM*50M | 278.0018
PVC004 | ANTI INSECT RIBBED ORANGE CURTAIN STRIP (CHILLER) 8" X 50M X 2MM | -15C to +50C | 200MM*2MM*50M | 259.7222
PVC005 | ANTI INSECT ORANGE CURTAIN STRIP (CHILLER) 8" X 50M X 2MM | -15C to +50C | 200MM*2MM*50M | 259.7222
PVC005.1 | BLACK CURTAIN STRIP (CHILLER) 8" X 50M X 2MM | -15C to +50C | 200MM*2MM*50M | 251.8519
PVC006 | STANDARD CLEAR CURTAIN STRIP (FREEZER) 12" X 50M X 3MM | -40C to +50C | 300MM*3MM*50M | 566.6667
PVC007 | POLAR RIBBED CURTAIN STRIP (FREZZER) 12" X 50M X 3MM | -40C to +50C | 300MM*3MM*50M | 566.6667
PVC007.1 | MAGNETIC CURTAIN 12" X 50M X 2MM | 0 | 0 | ~
PVC007.2 | MAGNETIC CURTAIN 16" X 50M X 2MM | 0 | 0 | ~
PVC007.3 | MAGNETIC CURTAIN 18" X 50M X 2MM | 0 | 0 | ~
PVC007.4 | RUBBER (A) SHEET 2mm*100mm*1m | 0 | 0 | ~
PVC007.5 | RUBBER (B) SHEET 2mm*200mm*1m | 0 | 0 | ~
PVC007.6 | MAGNET BRACKET HANGER 1M | 0 | 0 | ~
PVC007.7 | PVC STRIP CURTAIN 10mm*1.1m*12m | 0 | 0 | 2970.4301
PVC007.8 | Protection film 1.2m*500m*0.05mm | 0 | 0 | 523.3604
PVC008 | S/S HANGER(1mm thickness x 1m) C/W NUTS | 6SETS CLIPS (200MM) | 1MM thick x 1M | 51
PVC009 | S/S HANGER(1mm thickness x 1.2m) C/W NUTS | 7SETS CLIPS (200MM) | 1MM thick x 1.2M | 56.6667
PVC010 | S/Stell CLIPS (per pair) (150MM ) | 0 | 0 | 4.7222
PVC011 | S/Stell CLIPS (per pair) (200MM) | 0 | 0 | 5.7071
PVC011.1 | S/Stell CLIPS (per pair) (300MM) | 0 | 0 | 7.8254
PVC012 | S/S HANGER(1.2mm thickness x 1m) C/W NUTS | 6SETS CLIPS (200MM) | 1.2MM thick x 1M | 56.6667
PVC013 | S/S HANGER(1.2mm thickness x 1.2m) C/W NUTS | 7SETS CLIPS (200MM) | 1.2MM thick x 1.2M | 72.8571
PVC014 | Mobile 201 s/steel bracket hanger 1M | 0 | 1M | 230.1538
PVC015 | Mobile 201 s/steel bracket hanger 1.2M | 0 | 1.2M | 276.1846
PVC016 | S/S HANGER(2mm thickness x 1m) C/W NUTS | 6SETS CLIPS (200MM) | 2MM thick x 1M | 97.1429
PVC017 | S/Stell CLIPS (per pair) (200MM)1.2mm | 0 | 0 | 7.14
PVC018 | S/S HANGER(1mm thickness x 1m) C/W NUTS (new model) | 6SETS CLIPS (200MM) | 1MM thick x 1M | ~
PVC019 | S/S HANGER(1.2mm thickness x 1m) C/W NUTS (new model) | 6SETS CLIPS (200MM) | 1.2MM thick x 1M | ~
PVC020 | S/S HANGER(1.5mm thickness x 1m) C/W NUTS (new model) 304 s/steel | 0 | 0 | 91.0714
PVC021 | AUTO SWITCH FOR WIND CURTAIN | 0 | 0 | 23.8454
PVC022 | 200MM PANEL MUSHROOM HEAD 2-4" | 2"~4" PU PANEL | small type 60mm head | 5.9968
PVC023 | 250MM PANEL MUSHROOM HEAD 4-5" | 4"~5" PU PANEL | 0 | ~
PVC024 | 300MM PANEL MUSHROOM HEAD 4-6" | 4"~6" PU PANEL | 0 | 7.0872
PVC025 | TURNBUCKLE M12 | 0 | 0 | 4.1093
PVC025.1 | 150MM * 80MM (M12) 2"-3" PU PANEL HANGER MUSHROOM | 2"~3" PU PANEL | 0 | 8.3757
PVC025.2 | 200MM * 80MM (M12) 4"-6" PU PANEL HANGER MUSHROOM | 4"~6" PU PANEL | 0 | 9.922
PVC025.3 | 180MM HOOK HEAD MUSHROOM | FOR ALUMINIUM COOLING COIL | 0 | 7.0872
PVC025.4 | 260MM HOOK HEAD MUSHROOM | 0 | 0 | 7.7959
PVC026 | 140MM BLOWER HANGER S/STEEL 3" | 0 | 0 | 8.5046
PVC027 | 170MM (M10) BLOWER HANGER S/STEEL 2"~4" | 0 | 0 | 10.3044
PVC028 | 200MM (M10) BLOWER HANGER S/STEEL 5~6" | 0 | 0 | 11.6254
PVC029 | Mastic sealant (300ml) | 24pcs | 0 | 7.8571
PVC029.1 | X'TRASEL MC-202 Mastic sealant (300ml) | 0 | 0 | 7.5714
PVC029.2 | X'TRASEL SA-107 Silicone white acetic (280ml) | 0 | 0 | 7.8857
PVC029.3 | X'TRASEL SN-503 Silicone white neutral (250ml) | 0 | 0 | 9.3429
PVC029.4 | X'bond Contruction sealant 320gm | 0 | 0 | 10.4286
PVC029.5 | CA288 Contact adhensive | 0 | 0 | 61.4286
PVC030 | General purpose sealant-white (240ml) | 24pcs silicone | 0 | 8.5714
PVC030.1 | GP silicone grey VT-202 | 0 | 0 | 9
PVC031 | PU FOAM VT-268 (750ml) | 0 | 0 | 32.3077
PVC031.1 | Nylon hammer (6x40) 200pcs floor wallplug | 0 | 0 | 29.0769
PVC032 | FM-4009 air curtain (0.9m) | 1630m3/h | 900*175*210mm | 330.1887
PVC033 | FM-4012 air curtain (1.2m) | 2500m3/h | 1200*175*210mm | 405.6604
PVC034 | FM-4015 air curtain (1.5m) | 3580m3/h | 1500*175*210mm | 490.566
PVC035 | PH03HD dehumidifier | 0 | 3KG | 1286.7647
PVC036 | PH06HD dehumidifier | 0 | 6KG | 1593.1373
*PLEASE EMAIL OR FAX OVER THE BANK IN SLIP
BANK ACC :HONG LEONG BANK BHD 36600016285 , PUBLIC BANK BHD 3119617816
BENEFICIARY :WELLER AIR-COND PARTS ENTERPRICE SDN BHD
Generated by computer

## LED
DATE :5.12.25
Item code | Model | Description | Material / Qty / Ctn | Size | (RM) | Photo
LED001.3 | 10W Cold Room LED |  |  |  | 19.8441
LED001.4 | 20W Cold Room LED |  |  | 180*180*75mm | 41.1056
LED001.6 | 30W Cold Room LED |  |  | 270*170*46mm | 70.8717
LED001.7 | 40W Cold Room LED |  |  | 270*170*46mm | 99.2204
LED001.8 | 55W Cold Room LED |  |  | 320*200*42mm | 127.5691
LED003 | Led IP67-50W | Ip67 led flood light, AC90-265V, 50W | 6m height 120pcs led | 190*220*35mm(30m2) | 96.6433
LED004 | Led IP67-100W | Ip67 led flood light, 6500k, 100W | 8m height 240pcs led | 240*280*43mm(40m2) | 135.3006
LED005 | Led IP67-150W | Ip67 led flood light, 6500k, 101W | 10m height 360pcs led | 270*315*48mm(50m2) | 225.5009
LED006 | Led IP67-200W | Ip67 led flood light, AC90-265V, 151W | 12m height 480pcs led | 296*345*46mm(60m2) | 279.3981
LED006.01 | High shed light 100W | ip66 ,6500k,100w | 10m height,240pcs led | 290*151mm | 257.7154
LED006.02 | High shed light 150W | ip66 ,6500k,150w | 15m height,360pcs led | 332*151mm | 360.8015
LED006.03 | High shed light 200W | ip66 ,6500k,200w | 20m height,480pcs led | 380*165mm | 451.0019
LED007 | COLD STORAGE ALARM |  | 6W | 600(L)*19.5(W)*13.5(H)mm | 125.9942
#REF! | #REF! | 220v转380v变频电控箱 |  |  | #REF!
#REF! | #REF! | 220v转380v变频电控箱 |  |  | #REF!
#REF! | #REF! |  |  |  | #REF!
#REF! | #REF! |  |  |  | #REF!
LED010 | 净化车间专用灯 | 220V不防水款 |  |  | 92.1332
LED011 | 净化车间专用灯 | 220v防水款 |  |  | 120.4819
LED012 | ZKLED-EX-530 | 36W |  |  | 0
LED013 | ZKLED-EX-550 | 50W |  |  | 0
LED014 | ZKLED-EX-540 | 40W |  |  | 60.7472
LED015 | ZKLED-EX-560 | 60W |  |  | 106.3076
LED016 | ZKLED-EX-524 | 24W |  |  | 0
LED017 | ZKLED-EX-536 | 36W |  |  | 0
BANK ACC :HONG LEONG BANK BHD 36600016285 , PUBLIC BANK BHD 3119617816
BENEFICIARY :WELLER AIR-COND PARTS ENTERPRICE SDN BHD

## pipe clamps
DATE :5.12.25
ITEM | SIZE OD | Pipe OD (mm) | Description | (RM) | Product Pictures
PC001 | 1/4" | 6.4 | Light pipe clamps (welding base) | 3.6061
PC002 | 3/8" | 9.5 |  | 3.6061
PC003 | 1/2" | 12.7 |  | 4.4646
PC004 | 5/8" | 16 |  | 4.4646
PC005 | 3/4" | 19 |  | 5.4091
PC006 | 7/8" | 22 |  | 5.4091
PC007 | 1 1/8" | 28 |  | 6.4394
PC008 | 1 3/8" | 35 |  | 8.0707
PC009 | 1 5/8" | 42 |  | 8.0707
PC010 | 2 1/8" | 55 |  | 13.7374
PC011 | 2 5/8" | 70 |  | 13.7374
PC012 | 3 1/8" | 80 |  | 18.0303
PC013 | 1/4" | 6.4 | Light pipe clamps with long base and nut M6 | 4.2929
PC014 | 3/8" | 9.5 |  | 4.2071
PC015 | 1/2" | 12.7 |  | 4.2071
PC016 | 5/8" | 16 |  | 5.8899
PC017 | 3/4" | 19 |  | 6.7399
PC018 | 7/8" | 22 |  | 6.7399
PC019 | 1 1/8" | 28 |  | 7.5556
PC020 | 1 3/8" | 35 |  | 9.2556
PC021 | 1 5/8" | 42 |  | 9.2556
PC022 | 2 1/8" | 55 |  | 14.596
PC023 | 2 5/8" | 70 |  | 18.0303
PC024 | 3 1/8" | 80 |  | 23.1818
PC19 | 3/8" | 9.5 | Heavy pipe clamps (welding base) | 6.8687
PC20 | 1/2" | 12.7 |  | 6.8687
PC21 | 5/8" | 16 |  | 6.8687
PC22 | 3/4" | 19 |  | 10.303
PC23 | 7/8" | 22 |  | 10.1313
PC24 | 1 1/8" | 28 |  | 10.1313
PC25 | 1 3/8" | 35 |  | 11.8485
PC26 | 1 5/8" | 42 |  | 11.8485
PC27 | 2 1/8" | 55 |  | 21.8939
PC28 | 2 5/8" | 70 |  | 21.8939
PC29 | 3 1/8" | 80 |  | 42.0707
PC30 | 3/8" | 9.5 | Heavy pipe clamps with long base and nut | 7.899
PC31 | 1/2" | 12.7 |  | 7.899
PC32 | 5/8" | 16 |  | 7.899
PC33 | 3/4" | 19 |  | 11.8485
PC34 | 7/8" | 22 |  | 11.6081
PC35 | 1 1/8" | 28 |  | 11.6081
PC36 | 1 3/8" | 35 |  | 13.5485
PC37 | 1 5/8" | 42 |  | 13.5485
PC38 | 2 1/8" | 55 |  | 25.2424
PC39 | 2 5/8" | 70 |  | 25.2424
PC40 | 3 1/8" | 80 |  | 48.5101
PC025 | 3/8" | 9.5 | Light pipe clamps (welding base,nylon material) 120c | 5.1515
PC026 | 1/2" | 12.7 |  | 6.8687
PC027 | 5/8" | 16 |  | 6.8687
PC028 | 3/4" | 19 |  | 8.5859
PC029 | 7/8" | 22 |  | 8.5859
PC030 | 1 1/8" | 28 |  | 10.303
PC031 | 1 3/8" | 35 |  | 12.0202
PC032 | 1 5/8" | 42 |  | 10.8182
PC033 | 2 1/8" | 55 |  | 17.1717
PC034 | 2 5/8" | 70 |  | 17.1717
PC034.1 | 1/2" | 12.7 | Light pipe clamps (long base,nylon material) 120c | 9.4444
PC034.2 | 5/8" | 16 |  | 9.4444
PC034.3 | 3/4" | 19 |  | 10.303
PC034.4 | 7/8" | 22 |  | 10.303
PC034.5 | 1 1/8" | 28 |  | 13.7374
PC035 | 34-37mm pipe holder | 0 | pipe holder | 0.66158
PC036 | 44-48mm pipe holder | 0 |  | 0.71247
PC037 | 50-54mm pipe holder | 0 |  | 0.78032
PC038 | 56-60mm pipe holder | 0 |  | 0.86514
PC039 | 63-69mm pipe holder | 0 |  | 0.96692
PC040 | 73-78mm pipe holder | 0 |  | 1.0687
PC041 | 82-88mm pipe holder | 0 |  | 1.1535
*PRICE WILL BE CHANGE ON THE FINAL PAYMENT DUE TO THE CURRENCY RATE
*PLEASE EMAIL OR FAX OVER THE BANK IN SLIP
BANK ACC :HONG LEONG BANK BHD 36600016285 , PUBLIC BANK BHD 3119617816
BENEFICIARY :WELLER AIR-COND PARTS ENTERPRICE SDN BHD
Generated by computer

## COPPER TUBE
DATE :5.12.25
ITEM CODE | DESCRIPTION | 1CTN | (KGS) COIL | (RM)
COP003 | 1/4 X 15M X 0.61mm | 10rolls | 1.4706 | 115.5261
COP004 | 1/4 X 15M X 0.71mm | 10rolls | 1.6818 | 132.1222
COP005 | 1/4 X 15M X 0.81mm | 10rolls | 1.8847 | 148.0584
COP006 | 1/4 X 15M X 0.91mm | 10rolls | 2.0792 | 172.2846
COP007 | 5/16 X 15M X 0.51mm | 10rolls | 1.5915 | ~
COP008 | 5/16 X 15M X 0.56mm | 10rolls | 1.7358 | 136.3586
COP009 | 3/8 X 15M X 0.61mm | 10rolls | 2.2827 | 179.3271
COP012 | 3/8 X 15M X 0.71mm | 10rolls | 2.6271 | 206.3823
COP013 | 3/8 X 15M X 0.81mm | 10rolls | 2.9631 | 245.5327
COP014 | 3/8 X 15M X 0.91mm | 10rolls | 3.2907 | 272.6784
COP015 | 1/2 X 15M X 0.61mm | 8rolls | 3.0975 | 243.3293
COP018 | 1/2 X 15M X 0.71mm | 8rolls | 3.5754 | 280.8768
COP019 | 1/2 X 15M X 0.81mm | 8rolls | 4.045 | 335.1761
COP020 | 1/2 X 15M X 0.91mm | 8rolls | 4.5061 | 373.3888
COP023 | 5/8 X 15M X 0.71mm | 5rolls | 4.5237 | 355.3712
COP024 | 5/8 X 15M X 0.81mm | 5rolls | 5.1268 | 424.8195
COP025 | 5/8 X 15M X 0.91mm | 5rolls | 5.7215 | 474.0993
0 | 5/8 X 15M X 1.22mm | 5rolls | 7.5118 | ~
COP028 | 3/4 X 15M X 0.71mm | 4rolls | 5.469 | 350.6494
COP029 | 3/4 X 15M X 0.81mm | 4rolls | 6.2052 | ~
COP030 | 3/4 X 15M X 0.91mm | 4rolls | 6.9331 | 574.4931
0 | 3/4 X 15M X 1.22mm | 4rolls | 9.1361 | ~
COP032 | 1/4 X 0.8mm X (900M) | 1 BIG ROLL | 111.888 | 9286.0653
COP032.01 | 3/8 X 0.45mm X (600M) | 1 BIG ROLL | 68.5692 | 5690.8522
COP032.02 | 1/2 X 0.45mm X (450M) | 1 BIG ROLL | 69.4575 | 5764.576
COP032.03 | 5/16 X 0.6mm X (900M) | 1 BIG ROLL | 110.9808 | 9210.7729
COP033 | 3/8 X 0.8mm X (600M) | 1 BIG ROLL | 117.1968 | 9726.6654
COP034 | 1/2 X 0.8mm X (450M) | 1 BIG ROLL | 119.952 | 9955.3313
COP035 | 5/8 X 0.8mm X (300M) | 1 BIG ROLL | 101.3376 | 8410.4423
COP035.1 | 1/4 X 0.61mm X (900M) | 1 BIG ROLL | 88.2353 | 7323.0246
COP035.01 | 3/8 X 0.61mm X (600M) | 1 BIG ROLL | 91.3097 | 7578.1822
COP035.02 | 1/2 X 0.61mm X (450M) | 1 BIG ROLL | 92.9237 | 7712.14
COP035.03 | 5/8 X 0.61mm X (300M) | 1 BIG ROLL | 78.2435 | 6493.7622
COP040 | 3/8 X 5.8M X 0.81mm | 0 | 1.1457 | 95.0906
COP040.01 | 3/8 X 5.8M X 0.91mm | 0 | 0 | 105.6036
COP041 | 1/2 X 5.8M X 0.81mm | 0 | 1.5641 | 129.8079
COP042 | 1/2 X 5.8M X 0.91mm | 300 | 1.7052 | 144.607
COP043 | 5/8 X 5.8M X 0.81mm | 0 | 1.9824 | 164.5252
COP044 | 5/8 X 5.8M X 0.91mm | 300 | 2.2123 | 183.6105
COP045 | 5/8 X 5.8M X 1.016(L) | 0 | 2.4525 | ~
COP046 | 3/4 X 5.8M X 0.81mm | 0 | 2.4322 | 201.8627
COP047 | 3/4 X 5.8M X 0.91mm | 200 | 2.7177 | 225.5575
COP048 | 3/4 X 5.8M X 1.067(L) | 0 | 3.1161 | ~
COP049 | 7/8 X 5.8M X 0.71mm | 0 | 2.4813 | 205.9372
COP050 | 7/8 X 5.8M X 0.81mm | 400 | 2.8177 | 233.8507
COP051 | 7/8 X 5.8M X 0.91mm | 0 | 3.1508 | 261.4947
COP052 | 7/8 X 5.8M X 1.143(L) | 0 | 3.9142 | ~
COP053 | 1 1/8 X 5.8M X 0.71mm | 0 | 3.2158 | 266.8954
COP054 | 1 1/8 X 5.8M X 0.81mm | 0 | 3.6556 | 303.3946
COP055 | 1 1/8 X 5.8M X 0.91mm | 150 | 4.0921 | 339.6242
COP056 | 1 1/8 X 5.8M X 1.01mm | 0 | 4.5254 | ~
COP057 | 1 1/8 X 5.8M X 1.22mm | 0 | 5.4247 | 450.2228
COP058 | 1 1/8 X 5.8M X 1.27(L) | 0 | 5.6368 | ~
COP059 | 1 3/8 X 5.8M X 0.71mm | 0 | 3.9457 | 328.7731
COP060 | 1 3/8 X 5.8M X 0.81mm | 0 | 4.4883 | 373.983
COP061 | 1 3/8 X 5.8M X 0.91mm | 150 | 5.0276 | 418.9224
COP062 | 1 3/8 X 5.8M X 1.01mm | 0 | 5.5637 | ~
COP063 | 1 3/8 X 5.8M X 1.22mm | 0 | 6.6789 | ~
COP064 | 1 3/8 X 5.8M X 1.397(L) | 0 | 7.5712 | ~
COP065 | 1 5/8 X 5.8M X 0.81mm | 0 | 5.3236 | 443.5842
COP066 | 1 5/8 X 5.8M X 0.91mm | 0 | 5.966 | 497.1163
COP067 | 1 5/8 X 5.8M X 1.01mm | 0 | 6.6052 | ~
COP068 | 1 5/8 X 5.8M X 1.22mm | 0 | 7.937 | 661.3459
COP069 | 1 5/8 X 5.8M X 1.524(L) | 0 | 9.8395 | ~
COP070 | 2 1/8 X 5.8M X 0.91mm | 0 | 7.8429 | 653.5041
COP071 | 2 1/8 X 5.8M X 1.01mm | 0 | 8.6884 | 723.9511
COP072 | 2 1/8 X 5.8M X 1.22mm | 80 | 10.4532 | 871.0087
COP073 | 2 1/8 X 5.8M X 1.778(L) | 0 | 15.0732 | ~
COP074 | 2 5/8 X 5.8M X 1.22mm | 100 | 12.9695 | 1126.986
COP075 | 3 1/8 X 5.8M X 1.34mm | 40 | 17.3353 | 1506.3566
COP076.1 | 3/4 X 3M X 1mm | SOFT | 1.516 | 132.2726
COP077 | 7/8 X 3M X 1.1mm | SOFT | 2.1198 | 170.3276
COP078 | 1 1/8 X 3M X 1.3mm | SOFT | 2.9812 | 260.0751
COP079 | 1 3/8 X 3M X 1.5mm | SOFT | 4.2122 | 367.4687
COP079.1 | 1 5/8 X 3M X 1.8mm |  |  | 437.2691
COP080 | 0.026 X 100FT |  |  | 63.0827
COP081 | 0.028 X 100FT |  |  | 61.5319
COP084 | 0.036 X 100FT |  |  | 87.7476
COP085 | 0.039 X 100FT |  |  | 84.2667
COP086 | 0.042 X 100FT |  |  | 97.7694
COP087 | 0.046 X 100FT |  |  | 100.5628
COP088 | 0.049 X 100FT |  |  | 104.8561
COP089 | 0.055 X 100FT |  |  | 118.0663
COP090 | 0.059 X 100FT |  |  | 127.974
COP091 | 0.064 X 100FT |  |  | 161.5831
COP092 | 0.070 X 100FT |  |  | 167.5178
COP093 | 0.075 X 100FT |  |  | 180.5744
COP094 | 0.080 X 100FT |  |  | 204.3682
COP095 | 0.085 X 100FT |  |  | 210.9462
less than 10lgths charges rm150 for transport
ITEM | Pu jacket c/w insulation | size pu jaket | DEALER (RM) 1pipe in 1jacket | DEALER (RM) 2pipe in 1jacket
PU001 | 5/8 X 5.8M X 0.71mm | 80 | 140 | 152.8571
0 | 3/4 X 5.8M X 0.71mm | 80 | 140 | 152.8571
0 | 7/8 X 5.8M X 0.71mm | 80 | 140 | 152.8571
PU002 | 3/4 X 5.8M X 0.71mm | 100 | 162.8571 | 185.7143
0 | 7/8 X 5.8M X 0.71mm | 100 | 162.8571 | 185.7143
0 | 1 1/8 X 5.8M X 0.71mm | 100 | 162.8571 | 185.7143
PU003 | 1 3/8 X 5.8M X 0.81mm | 127 | 191.4286 | 215.7143
0 | 1 5/8 X 5.8M X 0.81mm | 127 | 191.4286 | 215.7143
PU004 | 2 1/8 X 5.8M X 1.22mm | 152 | 222.8571 | 238.5714
0 | 2 5/8 X 5.8M X 1.22mm | 180 | 287.1429 | 307.1429
0 | 2 5/8 X 5.8M X 1.23mm | 160 | 238.5714 | 261.4286
PU005 | 3 1/8 X 5.8M X 1.34mm | 180 | 287.1429 | 307.1429
0 | 4 1/8 X 5.8M X 1.34mm | 180 | 287.1429 | 307.1429

## insulation
DATE :5.12.25
Item code | Size inch | Application | lgth/ctn | (RM) | Item code | Size inch | ex stock | RM
0 | 1/4 X 3/8 | 3/8" THICKNESS FOR AIR-COND USAGE +20C | 156 | 1.7
IT000.1 | 3/8 X 3/8 |  | 120 | 1.98 | ITY000.1 | 3/8 X 3/8
IT001 | 1/2 X 3/8 |  | 100 | 2.09 | ITY001 | 1/2 X 3/8
IT002 | 5/8 X 3/8 * |  | 90 | 2.18
IT003 | 3/4 X 3/8 * |  | 72 | 2.49
IT004 | 7/8 X 3/8 * |  | 64 | 2.66
0 | 1 X 3/8 |  | 56 | 3.52
IT005 | 1 1/8 X 3/8 * |  | 49 | 3.96 | ITY002 | 1 1/8 X 3/8 * | 298 | 3.6907
0 | 1 1/4 X 3/8 |  | 42 | 4.16
IT006 | 1 3/8 X 3/8 * |  | 36 | 4.79 | ITY003 | 1 3/8 X 3/8 * | 1194 | 4.3222
0 | 1 1/2 X 3/8 |  | 34 | 5.15
IT007 | 1 5/8 X 3/8 |  | 30 | 5.62 | ITY004 | 1 5/8 X 3/8 | 120 | 5.3409
0 | 1 7/8 X 3/8 |  | 28 | 7.22
0 | 2 X 3/8 |  | 24 | 7.71
IT008 | 2 1/8 X 3/8 |  | 21 | 8.2
0 | 2 3/8 X 3/8 |  | 20 | 9.28
0 | 2 1/2 x 3/8 |  |  | 9.75
0 | 2 5/8 X 3/8 |  | 18 | 10.21
0 | 2 7/8 X 3/8 |  | 18 | 11.03
0 | 3 X 3/8 |  | 18 | 11.44
0 | 3 1/8 X 3/8 |  | 16 | 11.85
0 | 3 1/2 X 3/8 |  | 16 | 12.57
0 | 4 x 3/8 |  | 14 | 13.83
0 | 4 1/8 x 3/8 |  | 14 | 14.38
0 | 4 1/4 x 3/8 |  | 14 | 14.96
0 | 4 1/2 x 3/8 |  | 14 | 16.18
0 | 5 x 3/8 |  | 10 | 18.92
0 | 5 1/8 x 3/8 |  | 10 | 19.68
0 | 5 1/4 x 3/8 |  | 10 | 20.46
0 | 5 1/2 x 3/8 |  | 10 | 22.13
0 | 6 x 3/8 |  |  | 28.08
0 | 6 1/4 x 3/8 |  |  | 30.89
0 | 6 1/2 x 3/8 |  |  | 33.44
0 | 1/4 X 1/2 | 1/2" THICKNESS FOR REFRIGERATOR USAGE +5C ~ 0C | 110 | 2.92
0 | 3/8 X 1/2 |  | 90 | 3.3
IT008.1 | 1/2 X 1/2 |  | 72 | 4.32
IT009 | 5/8 X 1/2 * |  | 63 | 4.91 | ITY006 | 5/8 X 1/2 * | 53 | 4.4834
IT010 | 3/4 X 1/2 * |  | 56 | 5.27 | ITY007 | 3/4 X 1/2 * | 461 | 5.0175
IT011 | 7/8 X 1/2 * |  | 48 | 6.12
0 | 1 X 1/2 |  | 42 | 6.66
IT012 | 1 1/8 X 1/2 * |  | 36 | 6.96 | ITY009 | 1 1/8 X 1/2 * | 39 | 6.4961
0 | 1 1/4 X 1/2 |  | 30 | 8.06
IT013 | 1 3/8 X 1/2 * |  | 30 | 8.66 | ITY010 | 1 3/8 X 1/2 * | 1055 | 8.047
0 | 1 1/2 X 1/2 |  | 25 | 9.68
IT014 | 1 5/8 X 1/2 |  | 25 | 11.78 | ITY011 | 1 5/8 X 1/2 | 907 | 10.6063
0 | 1 7/8 X 1/2 |  | 20 | 11.65
0 | 2 X 1/2 |  | 20 | 12.35
IT015 | 2 1/8 X 1/2 |  | 20 | 14.36 | ITY012 | 2 1/8 X 1/2 | 682 | 13.0212
0 | 2 3/8 X 1/2 |  | 18 | 13.92
0 | 2 1/2 x 1/2 |  | 15 | 14.41
0 | 2 5/8 X 1/2 |  | 13 | 14.89
0 | 2 7/8 X 1/2 |  | 12 | 17.33
0 | 3 X 1/2 |  | 12 | 18.19
0 | 3 1/8 X 1/2 |  | 12 | 19.07
0 | 3 1/2 X 1/2 |  | 12 | 21.02
0 | 4 x 1/2 |  | 12 | 23.13
0 | 4 1/8 x 1/2 |  | 12 | 23.72
0 | 4 1/4 x 1/2 |  | 12 | 24.29
0 | 4 1/2 x 1/2 |  | 9 | 25.44
0 | 5 x 1/2 |  | 9 | 29.27
IT015.13 | 5 1/8 x 1/2 |  | 9 | 30.72
0 | 5 1/4 x 1/2 |  | 8 | 32.26
0 | 5 1/2 x 1/2 |  |  | 35.56
0 | 6 x 1/2 |  |  | 41.83
0 | 6 1/4 x 1/2 |  |  | 43.87
IT015.18 | 6 1/2 x 1/2 |  |  | 45.06
0 | 1/4 X 3/4 | 3/4" THICKNESS FOR COLDROOM USAGE -10C ~ -23C | 49 | 5.86
0 | 3/8 X 3/4 |  | 42 | 6.17
0 | 1/2 X 3/4 |  | 36 | 6.59
IT016 | 5/8 X 3/4 |  | 36 | 8.21 | ITY013 | 5/8 X 3/4 | 436 | 7.5244
IT017 | 3/4 X 3/4 |  | 30 | 8.68 | ITY014 | 3/4 X 3/4 | 151 | 7.8654
IT018 | 7/8 X 3/4 |  | 25 | 9.8 | ITY015 | 7/8 X 3/4 | 410 | 9.442
0 | 1 X 3/4 |  | 20 | 10.51
IT019 | 1 1/8 X 3/4 |  | 20 | 11.73 | ITY016 | 1 1/8 X 3/4 | 321 | 10.4936
0 | 1 1/4 X 3/4 |  | 20 | 12.36
IT020 | 1 3/8 X 3/4 |  | 16 | 13.7 | ITY017 | 1 3/8 X 3/4 | 86 | 12.7574
0 | 1 1/2 X 3/4 |  | 16 | 15.1
IT021 | 1 5/8 X 3/4 |  | 16 | 16.82
0 | 1 7/8 X 3/4 |  | 15 | 18.96
0 | 2 X 3/4 |  | 12 | 19.94
IT022 | 2 1/8 X 3/4 |  | 12 | 23.02 | ITY019 | 2 1/8 X 3/4 | 448 | 19.0911
0 | 2 3/8 X 3/4 |  | 12 | 22.95
0 | 2 1/2 x 3/4 |  |  | 23.93
0 | 2 5/8 X 3/4 |  | 9 | 24.89
0 | 2 7/8 X 3/4 |  | 9 | 26.91
0 | 3 X 3/4 |  | 8 | 31.97
IT022.1 | 3 1/8 X 3/4 |  | 8 | 34.54
0 | 3 1/2 X 3/4 |  | 8 | 37.83
0 | 4 x 3/4 |  | 6 | 41.62
0 | 4 1/8 x 3/4 |  | 6 | 42.66
0 | 4 1/4 x 3/4 |  | 6 | 43.7
0 | 4 1/2 x 3/4 |  | 6 | 45.78
0 | 5 x 3/4 |  | 5 | 50.36
0 | 5 1/8 x 3/4 |  | 5 | 52.03
0 | 5 1/4 x 3/4 |  | 5 | 53.78
0 | 5 1/2 x 3/4 |  | 5 | 57.41
0 | 6 x 3/4 |  | 4 | 65.45
0 | 6 1/4 x 3/4 |  |  | 70.24
0 | 6 1/2 x 3/4 |  | 4 | 75.45
0 | 1/4 X 1 | 1" THICKNESS FOR COLDROOM USAGE -15C ~ -30C | 30 | 11.47
0 | 3/8 X 1 |  | 30 | 12.09
0 | 1/2 X 1 |  | 24 | 12.44
IT023 | 5/8 X 1 |  | 20 | 13.59 | ITY020 | 5/8 X 1 | 191 | 11.8889
IT024 | 3/4 X 1 |  | 20 | 14.74 | ITY021 | 3/4 X 1 | 549 | 12.8944
IT025 | 7/8 X 1 |  | 18 | 15.71 | ITY022 | 7/8 X 1 | 59 | 14.1757
0 | 1 X 1 |  | 16 | 19.5
IT026 | 1 1/8 X 1 |  | 16 | 19.81 | ITY023 | 1 1/8 X 1 | 476 | 17.3975
0 | 1 1/4 X 1 |  | 15 | 23.02
IT027 | 1 3/8 X 1 |  | 12 | 23.32 | ITY024 | 1 3/8 X 1 | 0 | 20.4299
0 | 1 1/2 X 1 |  | 12 | 27.84
IT028 | 1 5/8 X 1 |  | 12 | 28.07 | ITY025 | 1 5/8 X 1 | 541 | 24.5345
0 | 1 7/8 X 1 |  | 10 | 33.67
0 | 2 X 1 |  | 9 | 36.28
IT029 | 2 1/8 X 1 |  | 9 | 38.91
0 | 2 3/8 X 1 |  | 9 | 40.08
0 | 2 1/2 x 1 |  |  | 41.71
0 | 2 5/8 X 1 |  | 8 | 39.38
0 | 2 7/8 X 1 |  | 8 | 43.4
0 | 3 X 1 |  | 8 | 45.21
IT029.1 | 3 1/8 X 1 |  | 6 | 51.7
0 | 3 1/2 X 1 |  | 6 | 54.96
0 | 4 x 1 |  | 6 | 68.49
0 | 4 1/8 x 1 |  | 4 | 71.86
0 | 4 1/4 x 1 |  | 4 | 75.23
0 | 4 1/2 x 1 |  | 4 | 82.01
0 | 5 x 1 |  | 4 | 95.54
0 | 5 1/8 x 1 |  | 3 | 98.91
0 | 5 1/4 x 1 |  | 3 | 102.3
0 | 5 1/2 x 1 |  | 3 | 109.07
0 | 6 x 1 |  |  | 128.7
0 | 6 1/4 x 1 |  |  | 135.14
0 | 6 1/2 x1 |  | 3 | 141.89
0 | 1/8 x 4' x 3' | 4' x 3' Insulation sheet | 80 | 0
IT030 | 1/4 x 4' x 3' |  | 40 | 0
IT031 | 3/8 x 4' x 3' |  | 26 | 0
IT032 | 1/2 x 4' x 3' |  | 20 | 0
IT033 | 5/8 x 4' x 3' |  | 16 | 0
IT034 | 3/4 x 4' x 3' |  | 14 | 0
IT035 | 1 x 4' x 3' |  | 10 | 0
0 | 1 1/4 x 4' x 3' |  | 8 | 0
0 | 1 1/2 x 4' x 3' |  | 7 | 0
0 | 2 x 4' x 3' |  | 5 | 0
0 | 1/8 x 4' x 30' | 4' x 30' Insulation sheet | S | 0
IT036 | 1/4 x 4' x 30' |  | S | 0
IT037 | 3/8 x 4' x 60' |  | S | 0 | ITY027 | 3/8 x 1.2m x 20m | 0 | 359.1479
IT038 | 1/2 x 4' x 30' |  | S | 0
IT039 | 5/8 x 4' x 30' |  | S | 0 | ITY028 | 5/8 x 1.2m x 10m | 0 | 228.9312
IT040 | 3/4 x 4' x 30' |  | D | 0 | ITY029 | 3/4 x 1.2m x 10m | 0 | 305.8529
IT041 | 1 x 4' x 30' |  | D | 0 | ITY030 | 1" x 1.2m x 10m | 0 | 381.48
0 | 1 1/4 x 4' x 30' |  | D | 0
0 | 1 1/2 x 4' x 30' |  | D | 0
0 | 2 x 4' x 30' |  | D | 0
IT042 | GLUE CA828 | 1LITRES | 15CAN/CTN | 27.3333
IT043 | GLUE CA829 | 3.36 LITRES | 6CAN/CTN | 56.4667
IT044 | Foam tape 48mmW | 3mmTK x 30'L | 24rolls/ctn | 12.6667
IT045 | 1/4 x 4' x 3' | 4' x 3' Insulation sheet c/w glue | 40 | 0
IT046 | 3/8 x 4' x 3' |  | 26 | 0
IT047 | 1/2 x 4' x 3' |  | 20 | 0
IT048 | 5/8 x 4' x 3' |  | 16 | 0
IT049 | 3/4 x 4' x 3' |  | 14 | 0
IT050 | 1 x 4' x 3' |  | 10 | 0
IT051 | 1/4 x 1.22 x 24m |  |  | 290.31
IT052 | 3/8 x 1.22 x 21m |  |  | 385.2 | ITY031 | 3/8 x 1.5m x 16m | 28 | 426.7708
IT053 | 5/8 x 1.22 x 15m |  |  | 457.44
#REF! | #REF! |  |  | #REF! | #REF! | #REF! | #REF! | #REF!
IT055 | 3/4 x 1.22 x 9m |  |  | 370.16 | ITY033 | 3/4 x 1.5m x 8m | 16 | 378.8315
IT056 | 1 x 1.22 x 8m |  |  | 430.22 | ITY034 | 1" x 1.5m x 8m | 5 | 439.793

## GAS
DATE :5.12.25 |  | Cash or account customers-10%~13%
ITEM CODE | DESCRIPTION | (RM)
GAS001 | R-22 X 13.6KGS REF GAS | 335.0649
GAS001.1 | R-507 X 11.3KGS REF GAS | 366.2338
GAS001.2 | R-404 X 10.9KGS REF GAS | 359.7403
GAS001.3 | R-134A X 13.6KGS REF GAS | 548.0519
GAS001.4 | R-410a X 10KGS REF GAS | 476.6234
GAS001.5 | R-290 X 5KGS GAS | 182.1429
GAS001.6 | R-407c X 11.3KGS REF GAS | 470.1299
GAS002 | R-600A X 6.5KGS GAS | 179.4444
GAS003 | R-32 X 9.5KGS GAS | 444.1558

## ICE CUBE
DATE :5.12.25 | [7 empty] | -15% warrantly 1year on parts only | 1year warrantly on all parts include site visit KLANG VALLEY | warrantly 2years on parts and site services KLANG VALLEY | dealer -10% | dealer -15% | dealer -20%
ITEM CODE | MODEL | capacity comp hp | up(column) | straight(row) | QUANTITY OF ICE CUBE | CAPACITY KG/DAY | EXTERNAL DIMENSION mm (H*W*L) | ice evaporator only (RM) | (RM) ICE CUBE MACHINE warrantly 1year | (RM) ICE CUBE MACHINE warrantly 2 years | 1year installment cw warrantly 18months | 2year installment | 3years installment | PICTURE
ICE001 | 13X12 | 1hp 13*12 | 13 | 12 | 156 | 149.76 | 0 | 545.7728 |  |  | 0 | 0 | 0
ICE002 | 13X14 | 1.25hp 13*14 | 13 | 14 | 182 | 174.72 | 0 | 636.3917 |  |  | 0 | 0 | 0
ICE002.1 | 13X18 | 1.5hp 13*18 | 13 | 18 | 234 | 224.64 | 0 | 1204.8193 |  |  | 0 | 0 | 0
ICE003 | 19X18 | 2hp 19*18 | 19 | 18 | 342 | 328.32 | 0 | 1760.8897 |  |  | 0 | 0 | 0
ICE004 | 22X18 | 2.5hp 22*18 | 22 | 18 | 396 | 380.16 | 0 | 2038.9249 |  |  | 0 | 0 | 0
ICE005 | 22X20 | 3hp 22*20 | 22 | 20 | 440 | 422.4 | 0 | 2265.4721 |  |  | 0 | 0 | 0
ICE005.1 | 24X20 | 3hp 3ph 24*20 | 24 | 20 | 480 | 460.8 | 0 | 2471.4242 |  |  | 0 | 0 | 0
ICE006 | QICM-150 (150kgs) 13*12 | 1hp (4.35amp)13*12 | 13 | 12 | 156 | 149.76 | 1630*560*800 | 709.5047 | 5442.9483 | 6803.6853 | 667.028 | 404.9813 | 343.6205
ICE007 | QICM-180 (180kgs) 13*14 | 1.25hp (4.6amp)13*14 | 13 | 14 | 182 | 174.72 | 1730*560*800 | 827.3092 | 6009.922 | 7512.4026 | 736.5101 | 447.1668 | 379.4143
ICE009 | QICM-250 (250kgs) 13*18 | 1.5hp (5.7amp)13*18 | 13 | 18 | 234 | 224.64 | 1730*760*800 | 1566.2651 | 7370.6591 | 9213.3239 | 903.267 | 548.4121 | 465.3194
ICE011 | QICM-350 (350kgs) 19*18 | 2hp (8.12amp)19*18 | 19 | 18 | 342 | 328.32 | 1930*760*800 | 2243.6412 | 9184.9752 | 11481.219 | 1125.6097 | 683.4059 | 579.8595
ICE012 | QICM-400 (400kgs) 22*18 | 2.5hp (11amp)22*18 | 22 | 18 | 396 | 380.16 | 1930*760*800 | 2650.6024 | 9978.7385 | 12473.4231 | 1222.8846 | 742.4657 | 629.9709
ICE012.1 | QICM-450 (450kgs) 22*20 | 3hp (11.8amp)22*20 | 22 | 20 | 440 | 422.4 | 1930*760*802 | 2503.3467 | ~ | ~ | ~ | ~ | ~
ICE013 | QICM-480 (480kgs) 24*20 | 3hp 3ph (5.1amp) 24*20 | 24 | 20 | 480 | 460.8 | 1930*760*800 | 3212.8514 | 12780.2255 | 15975.2818 | 1566.2041 | 950.9096 | 806.8324
ICE013.01 | QICM-500 (500kgs) 14*18*2 | [5 empty] | 1890*780*1320 | ~ | 15648.4763 | 19560.5953 | 1917.7054 | 1164.3212 | 987.9089
ICE013.02 | QICM-760 (760kgs) 19*20*2 | [5 empty] | 2050*780*1320 | ~ | 19163.7137 | 23954.6421 | 2348.4943 | 1425.8716 | 1209.8304
ICE015 | ICY BOARD WZB1115 | 0 | 0 | 0 | 0 | 0 | 0 | 293.6114
ICE016 | SOLENOID VALVE FDF-6A | 0 | 0 | 0 | 0 | 0 | 0 | 60.9497
ICE017 | FCD-270A INLET VALVE | [6 empty] | 17.2117
ICE017.1 | FPD-360L INLET VALVE | [6 empty] | 21.2615
ICE018 | FDP-90A 排水阀 (Drain Valve) | [6 empty] | 37.2077
ICE018.1 | WATER PRESSURE CONTROL VALVE 3/4" | [6 empty] | 212.6152
ICE019 | 300P 储冰桶 (ICE BIN) | [6 empty] | 1129.5181
ICE020 | 500P 储冰桶 (ICE BIN) | [6 empty] | 1255.0201
ICE020.01 | 600P 储冰桶 (ICE BIN) | [6 empty] | 1631.5261
ICE021 | 2000P 储冰桶 (ICE BIN) c/w top cover | [6 empty] | 3012.0482
ICE021.01 | 2500P 储冰桶 (ICE BIN) c/w top cover | [6 empty] | 4267.0683
ICE022 | 新款200P内胆 (New model Inner) | [6 empty] | 170.0921
ICE024 | 500P 内胆 (Inner)(760mm) | [6 empty] | 269.3125
ICE025 | 2000P 内胆 (Inner)(1220mm) | [6 empty] | 510.2764
ICE025.01 | 2500P 内胆 (Inner)(1500mm) | [6 empty] | 652.0198
ICE026 | 500P T型水槽 Sink 700*240 | [6 empty] | 29.7661
ICE027 | 2000P T型水槽 (Sink) | [6 empty] | 212.6152
ICE028 | 新款200P门框 (New model Door Frame) | [6 empty] | 141.7434
ICE029 | 300P 门板 Door Panel 590*460 | [6 empty] | 65.202
ICE030 | 500P 门板 Door Panel 780*460 | [6 empty] | 79.3763
ICE031 | 2000P 门板 Door Panel 1245*460 | [6 empty] | 170.0921
ICE032 | 4*6 进水管 (1.5m) Inlet pipe | [6 empty] | 17.7179
ICE033 | 4*4 进水管 (1m) Inlet pipe | [6 empty] | 15.9461
ICE034 | 10"寸单级净水透明过滤器(pp) (Single-stage water purification transparent filter) | [6 empty] | 56.6974
ICE035 | 小号冰铲 (Small Ice Shovel) | [6 empty] | 8.859
ICE036 | 中号冰铲 (Medium Ice Shovel) | [6 empty] | 14.1743
ICE037 | 大号冰铲 (Big Ice Shovel) | [6 empty] | 26.5769
ICE038 | 直+弯波纹排水管 (Straight+elbow corrugated drainage pipe) | [6 empty] | 7.9731
ICE039 | 4/6分接头 Connector | [6 empty] | 4.961
ICE040 | T型硅胶管(套) Silicone Tube | [6 empty] | 45.1807
ICE041 | 蛇皮(PVC)排水管(卷) Snakeskin Drain Pipe | [6 empty] | 425.2303
ICE042 | 挂钩 Hook | [6 empty] | 1.4174
ICE043 | SWITCH BUTTON | [6 empty] | 2.1262
0 | CASING (5/8HP-1.5HP)150 -250KGS | [6 empty] | 0
0 | CASING (2HP-3HP)350 -500KGS | [6 empty] | 0
0 | WHP02700RCV | [6 empty] | 0
0 | SG167UV | [6 empty] | 0
0 | SG184SV | [6 empty] | 0
0 | HSM165V3UDZA | [6 empty] | 0
0 | HSM215V3UDZ | [6 empty] | 0
0 | WHP09800RCV | [6 empty] | 0
0 | WHP0980DCV | [6 empty] | 0
0 | DTH488LC3-3ph | [6 empty] | 0

## hardware
DATE :5.12.25
ITEM CODE | MODEL | DIMENSION (MM) | (RM) | PICTURE
HAR001 | TABLE LIFT 350KGS (1.3M HIGH) | 910*500*52 | 1452.9915
HAR002 | TABLE LIFT 800KGS (1.5M HIGH) | 1220x610x60 | 2542.735
HAR003 | SYPIIK 2T PALLET TRUCK 550*1150mm DOUBLE PU WHEEL | 915mm(L)*520mm(W) | 966.2393
HAR004 | SYPIIK 2T PALLET TRUCK 520*915mm DOUBLE PU WHEEL | 1100mm(L)*540mm(W) | 944.4444
HAR005 | SYPIIK 2.5T PALLET TRUCK 685*1220mm DOUBLE PU WHEEL | 1220mm(L)*685mm(W) | 1075.2137
HAR006 | PALLET TRUCK SCALE 2T 550*1150MM |  | 2833.3333
HAR007 | SYG-1020 HAND STACKER 1T/2M/fork size (300-680)*1070mm |  | 3341.8803
HAR007.1 | SDYG1030 SEMI ELECTRIC STACKER (1TON / 3M) |  | 8790.5983
HAR007.2 | SDYG1035 SEMI ELECTRIC STACKER (1TON / 3.5M) |  | 8790.5983
HAR008 | SDYG1520 SEMI ELECTRIC STACKER |  | 9153.8462
HAR009 | SDYG2016 SEMI STACKER /2T/1.6M |  | 9153.8462
HAR009.01 | ELE15-4M ELECTRIC PALLET TRUCK 4M height |  | 11180.7692
HAR010 | SYP-Y DRUM TRUCK |  | 923.0769
HAR011 | SDYG-Z 0513 SELF -LIFT STACKER (500kgs) |  | 10025.641
HAR011.01 | SDYG-Z 1016 SELF -LIFT STACKER (1ton) |  | 13076.9231
HAR012 | SYG-Q 0415MINI HAND STACKER 400KG 1.5m |  | 2153.8462
HAR013 | PALLET TRUCK PU WHEEL 74*70 |  | 29.2308
HAR014 | PALLET TRUCK PU WHEEL 180*50 |  | 46.1538
HAR015 | SMA-M5.5 ALUMINIUM LIFT |  | 9692.3077
HAR016 | SMA-M7.5 ALUMINIUM LIFT |  | 11692.3077
HAR017 | GTW-2-12 ELETRIC ALUMINIUM LIFT |  | 19690.5393
HAR017.01 | GTJZ12-320KGS Self propelled scissor lift |  | 59973.4748
#REF! | #REF! |  | #REF!
#REF! | #REF! |  | #REF!
#REF! | #REF! |  | #REF!
#REF! | #REF! |  | #REF!
#REF! | #REF! |  | #REF!
#REF! | #REF! |  | #REF!
HAR018 | 3" pp castor wheel white |  | 5.3744
HAR019 | 3" pp castor wheel adjustable white |  | 5.7879
HAR020 | 3" pp castor wheel adjustable c/w stopper white |  | 8.0085
HAR020.1 | 4" pp castor wheel adjustable |  | 6.6728
HAR020.2 | 5" pp castor wheel adjustable |  | ~
HAR020.3 | 4" pp castor wheel adjustable c/w stopper |  | 8.7227
HAR020.4 | 5" pp castor wheel adjustable c/w stopper |  | ~
HAR021 | 60F heavy duty castor wheel |  | 48.7082
HAR022 | 80F heavy duty castor wheel |  | 66.104
HAR023 | 100F heavy duty castor wheel |  | 85.2394
HAR024 | 4"HD pu castor wheel adjustable |  | 41.7499
HAR025 | 5"HD pu castor wheel adjustable c/w stopper |  | 62.6248
HAR026 | 3" Wheel Size zinc plating steel housing |  | 15.6562
HAR027 | Wheel size in 4"(100X32mm) |  | 19.1354
HAR028 | Wheel size in 5"(125X38mm) |  | 27.8333
HAR029 | Wheel size in 9.4"(235X45mm) |  | 46.9686
HAR040 | HHK-8 (9ton) |  | 328.7955
HAR041 | HHK-8B (11ton) |  | 391
HAR042 | HHK-15 (13ton) |  | 855.3125
HAR043 | DIE SET A |  | 205.275
HAR044 | HHJG-100 |  | 1099.6875
HAR045 | HHM-60 (31TON) Hydraulic punch tool |  | 733.125
HAR046 | HHM-70 (35TON) Hydraulic punch tool |  | 936.7708
HAR047 | HHM-80 (50TON) Hydraulic punch tool |  | 3624.8958
HAR048 | HHYG-10250S (10ton)(diameter 70mm*36mm) |  | 619.0833
HAR049 | HHYG-10300S (10ton)(diameter 70mm*36mm) |  | 700.5417
HAR050 | HHYG-20250S (20ton)(diameter 80mm*45mm) |  | 790.1458
HAR051 | HHYG-20300S (20ton)(diameter 80mm*45mm) |  | 1001.9375
HAR052 | HHB-630B |  | 1792.0833
HAR053 | HHB-630B-II (380V/3PH/1.5KW) |  | 2728.8542
HAR054 | HHB-630C |  | 1466.25
HAR055 | HHB-630F |  | 2003.875
HAR056 | HHB-630B-1 |  | 3111.7083
HAR057 | HHB-700S |  | 912.3333
HAR058 | HHB-800B |  | 659.8125
HAR059 | HHW-2J |  | 806.4375
HAR060 | HHM-200W |  | 716.8333
HAR061 | DIE SET SQUARE |  | 293.25
HAR062 | DIE SET SQUARE |  | 533.1818
HAR063 | DIE SET SQUARE |  | 1169.2308
HAR064 | DIE SET SQUARE |  | 228.735
HAR065 | DIE SET SQUARE |  | 354.8325
HAR066 | DIE SET SQUARE |  | 296.1825
HAR067 | DIE SET SQUARE |  | 519.0525
HAR068 | DIE SET ROUND |  | 0
0 | HH-I |  | 86.9975
0 | HH-II |  | 54.74
0 | HH-III |  | 112.4125
0 | HH-IV |  | 112.4125
0 | SPG100 |  | 146.625
0 | SPG60 |  | 136.85
0 | GA7001 |  | 41.055
0 | GA7002 |  | 83.0875
0 | SOV700 |  | 146.625
0 | MF2RCT |  | 312.8
0 | RH2M |  | 76.245
0 | TPH2M |  | 152.49
HAR069 | OXYGEN REGULATOR |  | 72.5123
HAR069.1 | NITROGEN REGULATOR |  | 391.3088
HAR070 | WELDING TORCH SMALL H01-6 |  | 50.8701
HAR071 | WELDING TORCH BIG G01-30 |  | 80.3213
HAR072 | J1Z-FF07-10 Electric Drill |  | 128.72
HAR073 | J1Z-FF-13 Electric Impact Drill |  | 185.3568
HAR074 | J1Z-FF-16 Electric Drill |  | 185.3568
HAR075 | DCJF15(TYPE A) Cordless Sabre Saw |  | 463.392
HAR076 | DCJZ10-10(TYPE B) Cordless Driver Drill |  | 314.0768
HAR077 | DCJZ09-10(TYPE B)Cordless Driver Drill |  | 293.4816
HAR078 | DCPL5(TYPE C) Cordless Screwdriver |  | 118.4224
HAR079 | DCPL02-5(TYPE B) Cordless Screwdriver |  | 108.1248
HAR080 | Z1C-FF02-20 Drill |  | 257.44
HAR081 | Z1C-FF05-26 Hamme Drill |  | 360.416
HAR082 | Z1C-FF03-26 Hamme Drill |  | 293.4816
HAR083 | Z1C-FF-38 Hamme Drill |  | 679.6416
HAR084 | S1M-FF03-100A Angle Grinder |  | 123.5712
0 | S1J-FF02-10 Die Grinder |  | 97.8272
0 | S1N-FF-120X100 Grinding Polisher |  | 406.7552
0 | S1P-FF03-180 Electric Rotary Hammer |  | 344.9696
0 | M1R-FF-12 Wood Router |  | 463.392
0 | J1G-FF03-355 Electric Cut-off Machine |  | 545.7728
0 | J1X-FF-255 Electric Mitre Saw |  | 808.3617
HAR085 | Q1F-FF-32 Electric Blower |  | 144.1664
HAR086 | M1Q-FF-85 Jig Saw |  | 308.928
HAR087 | ET65/380V 4HP/3KW 8KGJAGUAR COMPRESSOR |  | 2450.829
HAR088 | HET65/380V 4HP/3KW 12.5KGJAGUAR COMPRESSOR |  | 4427.9683
HAR088.01 | HET90/380V 10HP/3KW 12.5KGJAGUAR COMPRESSOR |  | 9061.8886
HAR088.02 | Air dryer ED-10FC |  | 4427.9683
HAR088.03 | RECEIVER TANK 0.6M2 * 13KGS |  | 3068.685
HAR088.04 | 3HP 220V AIR COMPRESSOR |  | 1544.6401
HAR089 | 3KW/380V SEWO cut-off machines |  | 700.2368
HAR090 | M3025/380V SEWO Grinders |  | 741.4272
HAR091 | 6inch jaw vice |  | 226.5472
HAR092 | 8inch jaw vice |  | 257.44
HAR093 | Z4120/380V INDUSTRIAL TYPE RILLING MACHINE |  | 2883.3282
HAR094 | PLIER SMALL |  | 205.952
HAR095 | PLIER MEDIUM |  | 226.5472
HAR096 | PLIER BIG |  | 247.1424
HAR097 | END CAP 8" |  | 28.8333
HAR098 | END CAP 10" |  | 44.2797
HAR099 | 8TON HYDRAULIC JET |  | 121.5117
HAR100 | KM42-M10 Medium Duty Swivel Type 75x32mm |  | 14.3128
HAR101 | KM44-M10 Medium Duty Brake Type 75x32mm |  | 16.4882
HAR102 | KE-300-P plastic push cart 60cm*90cm |  | 179.0753
HAR103 | KE-300-S Steel push cart 60cm*90cm |  | 212.666
HAR104 | 8*80 S/STEEL BOLT |  | 1.506
HAR105 | 8*25 STEEL GALVANISE BOLT |  | 0.32798
HAR106 | 6*30 STEEL GALVANISE BOLT |  | 0.18407
HAR107 | M8*9 NUT |  | 0.13387
HAR108 | M6*3.8 NUT |  | 0.066934
HAR109 | RING 8*25*1.5mm |  | 0.1506
HAR110 | RING 6*20*1.5mm |  | 0.11714
0 | 16ft * 3 * 9 yellow/white |  | 0
0 | 13.5ft * 4 * 8 blue/red cw papan |  | 0
0 | 8',7 8",8.5' * 4 * 12',9' blue/red |  | 0
0 | 6 6" * 4 * 10' , 9' blue/red (ada papan) |  | 0
HAR118 | ROOFING MACHINE 762MM PROFILE |  | 39645.7625
HAR119 | Steel stripe type spiral duct machine cw plasma and mould |  | 85000
HAR120 | W11G-2X1000 Electric rolling machine |  | 6901.7094
HAR121 | Electric reel machine |  | 5085.4701
HAR122 | Hydraulic press brake WC67K-63T/2500 CW CNC CYBELEC CYBTOUCH 8 |  | 74880.9524

## HOIST
DATE :5.12.25
ITEM CODE | MODEL | DIMENSION (MM) | (RM) | PICTURE
HOI001 | 0.5 TON KITO CHAIN HOIST (6M) 6.8M/1MIN | (6M) 6.8M/1MIN | 1912.4116
HOI002 | 1 TON KITO CHAIN HOIST (6M) 4.6M/1MIN | (6M) 4.6M/1MIN | 3442.3408
HOI003 | 2 TON KITO CHAIN HOIST (6M) 6.6M/1MIN | (6M) 6.6M/1MIN | 4972.27
HOI004 | 2 TON KITO CHAIN HOIST (12M) 6.6M/1MIN | (12M) 6.6M/1MIN | 4972.27
HOI005 | 2.5 TON KITO CHAIN HOIST (12M) 5.3M/1MIN | (12M) 5.3M/1MIN | 4972.27
HOI006 | 3 TON KITO CHAIN HOIST (10M) 6.6M/1MIN | (10M) 6.6M/1MIN | 5020.0803
HOI007 | 0.5 TON HITACHI CHAIN HOIST (6M ) 4.6M/1MIN | (6M ) 4.6M/1MIN | 1529.9292
HOI008 | 1 TON HITACHI CHAIN HOIST (6M ) 4.6M/1MIN | (6M ) 4.6M/1MIN | 2390.5144
HOI009 | 2 TON HITACHI CHAIN HOIST (6M) 6.8M/1MIN | (6M) 6.8M/1MIN | 3824.8231
HOI010 | 1TON (3M MANUAL CHAIN HOIST) | 0 | 184.0696
HOI011 | 2TON (3M MANUAL CHAIN HOIST) | 0 | 245.4261
HOI012 | 1TON (5M MANUAL CHAIN HOIST) | 0 | 245.4261
HOI013 | 2TON (5M MANUAL CHAIN HOIST) | 0 | 345.8278
HOI014 | CHAIN FOR 1TON/METER | METER | 36.0416
HOI015 | CHAIN FOR 2TON/METER | METER | 82.3808
HOI016 | CHAIN FOR 2TON/METER | METER | 102.976
HOI017 | ROLLER 0.5TON | 0 | 89.2459
HOI018 | ROLLER 1TON | 0 | 94.8237
HOI019 | ROLLER 1TON PULL | 0 | 167.336
HOI020 | ROLLER 3TON PULL | 0 | 356.9835
#REF! | #REF! | #REF! | #REF!
#REF! | #REF! | #REF! | #REF!
0 | ON/OFF (UP/DOWN) | 0 | 51.488
0 | ON/OFF (UP/DOWN and RIGHT/LEFT) | 415V | 41.1904
0 | ON/OFF (UP/DOWN, RIGHT/LEFT and FRONT/BACK) | 415V | 51.488
0 | HOIST MOTORIZED TROLLEY 1TON | 0 | 1099.6366
0 | HOIST MOTORIZED TROLLEY 2TON | 0 | 1243.0675
0 | HOIST MOTORIZED TROLLEY 3TON | 0 | 1529.9292
0 | HOIST END TRUCK MOTORIZED TROLLEY 1TON - 2TON | 0 | 2390.5144
0 | HOIST END TRUCK MOTORIZED TROLLEY 3TON | 0 | 3824.8231
HOI030 | 10ton x 4m webbing lifting belt | 0 | 157.774
HOI031 | 15ton x 4m webbing lifting belt | 0 | 229.4894

## Vaccum pump
DATE :5.12.25
ITEM CODE | Model | CFM (L/Min) | (RM) | Single Stage Vacuum Pump
VAC001 | XZ-1A VACUUM PUMP | 1.8cfm 50l/min | ~
VAC002 | XZ-1.5A VACUUM PUMP | 2.5cfm 70l/min | 250.4134
VAC003 | XZ-2A VACUUM PUMP | 3.5cfm 100l/min | 330.7347
VAC004 | XZ-2.5A VACUUM PUMP | 4.5cfm 128l/min | 368.533
VAC005 | XZ-3A VACUUM PUMP | 6cfm 170l/min | ~
VAC006 | XZ-4A VACUUM PUMP | 8cfm 226l/min | ~
0 | XZ-5A VACUUM PUMP | 10cfm 283l/min | ~
VAC008 | 2XZ-2A Dual Stage Vacuum Pump | 4.5cfm 128l/min | ~
VAC009 | 2XZ-3A Dual Stage Vacuum Pump | 6cfm 170l/min | ~
VAC010 | 2XZ-4A Dual Stage Vacuum Pump | 8cfm 226l/min | ~
0 | 2XZ-5A Dual Stage Vacuum Pump | 10cfm 283l/min | ~
0 | XZ-1AN Vacuum Pump(New Ref Gas) | 1.8cfm 50l/min | 283.4869
VAC013 | XZ-1.5AN Vacuum Pump(New Ref Gas) | 2.5cfm 70l/min | 349.2963
VAC014 | XZ-2AN Vacuum Pump(New Ref Gas) | 3.5cfm 100l/min | 465.7285
0 | XZ-3AN Vacuum Pump(New Ref Gas) | 6cfm 170l/min | ~
0 | XZ-4AN Vacuum Pump(New Ref Gas) | 8cfm 226l/min | ~
0 | XZ-5AN Vacuum Pump(New Ref Gas) | 10cfm 283l/min | ~
VAC020 | PC-125A CONDENSATE PUMP | Water flow rate: 125L/h,60W,Tank 1.8L,4M | ~
VAC021 | PC-320A CONDENSATE PUMP | Water flow rate: 320L/h,20W,TANK 1.8L,6M | ~
VAC022 | PC-40B CONDENSATE PUMP | Water flow rate: 40L/h at zero head,40L/H,10M | 199.0079
*PLEASE EMAIL OR FAX OVER THE BANK IN SLIP
BANK ACC :HONG LEONG BANK BHD 36600016285 , PUBLIC BANK BHD 3119617816
BENEFICIARY :WELLER AIR-COND PARTS ENTERPRICE SDN BHD
COMPUTER PRINT GENERATE ONLY

## TESTO
DATE :5.12.25
ITEM CODE | MODEL | Dealer (RM) cash -5% | PIC
TES001 | VAC Smart Probe kit* -testo 405i Thermal Anemometer,testo 410i Vane Anemometer,testo 605i Thermo-hygrometer,testo 805i Infrared Thermometer,in the testo Smart Case | 1537.8
TES002 | AC/R kit -(2x) testo 549i Refrigeration pressure gauge,(2x) testo 115i Pipe-clamp thermometers ,in the testo Smart Case | 1042.8
TES004 | Model : 0572 0561 , -30c ~ +70c | 710.16
TES005 | Model : 05720566 174-H | 455.4
TES006 | Model : 05632061 206 ,PH1 Instrument Kit | 472.164