## CU
WELLER AIR-COND PARTS ENTERPRISE SDN BHD (613386-K)
DATE :5.12.25
ITEM CODE | MODEL CONDENSER | BRAND | H/P | DIMENSION LxWxH | FAN SETS | RECEIVER TANK | Compressor to match | roll | (RM) condenser only | (RM) c/w set axial fan sets | (RM) HEAVY DUTY FAN | #REF! | PIC
CU001 | CU - 15 QC | 9FPI INLET GROOVE FIN CONDENSER COIL COMPLETE SET C/W AXIAL FAN SETS, RECEIVER TANK & IRON BASE | 1.5hp | 440x170x425 | 1 x 14 | CR-101-3 ,RT-2 | 0 | 3*16 | 324.8229 | 722.7307 | 742.3693 | #REF!
CU002 | CU - 22 QC |  | 2hp | 450*180*470 | 1 x 14 | CR-102 ,RT-2 | MT22 | 4*16 | 452.1344 | 850.0422 | 869.6808 | #REF!
CU003 | CU - 32 QC |  | 2.5hp | 450*180*470 | 1 x 14 | CR-102 ,RT-3 | MT32 | 4*18 | 502.1072 | 900.015 | 919.6536 | #REF!
CU004 | CU - 36 QC |  | 3hp | 500*200*520 | 1 x 16 | CR-102 ,RT-3 | MT36 | 4*20 | 608.0018 | 1052.1292 | 1102.5936 | #REF!
CU005 | CU - 40 QC |  | 3.5hp | 550*200*520 | 1 x 16 | CR103,RT-4 | MT40 | 5*20 | 763.8692 | 1151.5167 | 1258.461 | #REF!
CU006 | CU - 50 QC |  | 4hp | 660*200*570 | 1 x 18 | CR103,RT-4 | 4FES-3(Y) | 5*20 | 938.7739 | 1413.9936 | 1576.9816 | #REF!
CU007 | CU - 64 QC |  | 5hp | 960*200*520 | 2 x 16 | CR-104 ,RT-6 | 4EES-4(Y) | 4*20 | 1223.1426 | 2048.0851 | 2149.0139 | #REF!
CU008 | CU - 64B QC |  | 5hp | 710*220*660 | 1 x 20 | CR-104 ,RT-6 | 4EES-4(Y) | 4*26 | 1088.6921 | 1739.7404 | 1812.9742 | #REF!
CU009 | CU - 72 QC |  | 6hp | 960*220*520 | 2 x 16 | CR-104 ,RT-6 | 4DES-5(Y) | 5*20 | 1329.0373 | 2153.9797 | 2254.9086 | #REF!
CU010 | CU - 72B QC |  | 6hp | 710*240*660 | 1 x 20 | CR-104 ,RT-6 | 4DES-5(Y) | 5*26 | 1271.9255 | 1922.9738 | 1996.2077 | #REF!
CU011 | CU - 80 QC |  | 6.5hp | 1060*220*570 | 2 x 18 | CR-104 ,RT-8 | 4DES-5(Y) | 4*22 | ~ | ~ | ~ | #REF!
CU012 | CU - 90 QC |  | 7.5hp | 1060*220*570 | 2 x 18 | CR-104 ,RT-8 | 4CES-6(Y) | 5*22 | 1594.3688 | 2491.1771 | 2704.1934 | #REF!
CU013 | CU - 100 QC |  | 8.5hp | 1060*240*670 | 2 x 18 | CR-104 ,RT-8 | 4VES-7(Y) | 5*26 | 1791.8801 | 2688.6884 | 2901.7048 | #REF!
CU013.1 | CU - 125B QC |  | 10hp | 0 | 1 x 26 | CR-105 ,RT-10 | 4TES-9(Y) | 4*40 | 2570.0273 | 3602.7717 | 3937.1132 | #REF!
CU013.2 | CU - 144B QC |  | 12hp | 0 | 1 x 26 | CR-105 ,RT-12 | 4PES-12(Y) | 5*40 | 2712.8066 | 3832.4313 | 4166.7728 | #REF!
CU014 | CU - 125 QC |  | 10hp | 1390*250*725 | 2 x 20 | CR-105 ,RT-10 | 4TES-9(Y) | 4*28 | 2402.2616 | 3500.0612 | 3644.1666 | #REF!
CU015 | CU - 144 QC |  | 12hp | 1390*250*725 | 2 x 20 | CR-106 ,RT-12 | 4PES-12(Y) | 5*28 | 2906.7485 | 4081.8902 | 4225.9956 | #REF!
CU016 | CU - 160 QC |  | 15hp | 1390*250*850 | 2 x 20 | CR-107 ,RT-14 | 4NES-14(Y) | 5*32 | 3379.11 | 4680.5088 | 4824.6142 | #REF!
CU017 | CU - 200 QC |  | 20hp | 1600*270*940 | 2 x 20 | CR-108 | 4HE-18(Y) | 5*36 | 4314.3143 | 5839.7421 | 5983.8475 | #REF!
CU018 | CU - 250 QC |  | 25hp | 2120*270*940 | 3 x 20 | HT- 25HP | 4GE-23(Y) | 5*36 | 6074.0691 | 8048.2098 | 8260.9368 | #REF!
CU018.1 | CU - 250B QC |  | 25hp | 1630*350*1500 | 4 x 20 | HT- 25HP | 4GE-23(Y) | 4*60 | 6171.635 | 8420.381 | 8704.017 | #REF!
CU019 | CU - 300 QC |  | 30hp | 1630*350*1660 | 4 x 20 | HT- 30HP | 6HE-28(Y) | 4*64 | 6757.0301 | 9200.3223 | 9345.7117 | #REF!
CU020 | CU - 350 QC |  | 35hp | 1630*350*1660 | 4 x 20 | HT- 35HP | S6F-30.2 / 6GE34Y | 5*64 | 8056.3217 | 10458.3666 | 10742.0025 | #REF!
CU022 | CU - 400 QC |  | 40hp | 1630*350*1860 | 4 x 26 | HT- 40HP | 6FE44Y | 5*73 | 9296.1219 | 12410.1784 | 13705.0884 | #REF!
CU023 | CU - 500 QC |  | 50hp | 1630*350*1930 | 4 x 26 | HT- 50HP | 6FE50Y | 6*76 | 11412.8249 | 14592.1709 | 15887.0809 | #REF!
CU20.25 | 16" * 18" | IRON BASE | 1/2hp | CS030-CS060 |  |  |  |  | 27.8689
CU20.26 | 20" * 17" |  | 3/4hp-1.5hp | CS075-CS125 |  |  |  |  | 40.9836
CU21 | 530W*430L |  | 3/4hp | CS075 |  |  |  |  | 57.377
CU23 | 600W*550L |  | 2hp | CU-22 |  |  |  |  | 73.7705
CU27 | 650*W900L |  | CS150 | CS150-CS200 |  |  |  |  | 139.3443
CU024 | CUB15-32 | IRON BRACKET | CU15-32QC | 30" W * 21.5"L |  |  |  |  | 81.1475
CU025 | CUB36 |  | CU36QC | 30" W * 23.5"L |  |  |  |  | 103.2787
CU026 | CUB40 |  | CU40QC | 30" W * 26"L |  |  |  |  | 103.2787
CU027 | CUB50 |  | CU50QC | 33" W* 28.5"L |  |  |  |  | 162.2951
CU028 | CUB64B-72B |  | CU64B-72BQC | 33" W* 30"L |  |  |  |  | 162.2951
CU029 | CUB64-72 |  | CU64-72QC | 34" W* 41"L |  |  |  |  | 221.3115
CU030 | CUB80-100 |  | CU80-100QC | 34" W* 44"L |  |  |  |  | 236.0656
CU031 | CUB125-160 |  | CU125-160QC | 35" W* 56.5"L |  |  |  |  | 339.3443
CU032 | CUB200 |  | CU200QC | 42"W * 64"L |  |  |  |  | 575.4098
CU033 | CUB250 |  | CU250QC | 45"W * 85"L |  |  |  |  | 649.1803
CU034 | CUB300-400 |  | CU300-400QC | 50"W * 64"L |  |  |  |  | 634.4262
CU035 | HTB3-5 |  | HTC3-5 | 36L*20W |  |  |  |  | 252.459
CU036 | HTB8-10 |  | HTC8-10 | 55L*26W |  |  |  |  | 315.5738
CU037 | HTB12-15 |  | HTC12-15 | 60L*26W |  |  |  |  | 526.7472
CU038 | HTB20-30 |  | HTC20-30 | 68L*28W |  |  |  |  | 575.7837
CU039 | HTB35-40 |  | HTC35-40 | 72L*32W |  |  |  |  | 614.0638
CU040 | HTB40L |  | HTC40L | 80L*32W |  |  |  |  | 666.264
CU041 | HT- 15HP | HORIZONTAL TYPE RECEIVER TANK | 15HP | 1090mm x 159mm | 15L(5/8") |  |  |  | 356.9482
CU042 | HT- 20HP |  | 20HP | 1180mm x 159mm | 20L(5/8") |  |  |  | 475.931
CU043 | HT- 25HP |  | 25HP | 850mm x 219mm | 25L(7/8") | 1286mm*165mm |  |  | 684.1508
CU044 | HT- 30HP |  | 30HP | 900mm x 219mm | 30L(7/8") | 878mm*219mm |  |  | 761.4896
CU045 | HT- 35HP |  | 35HP | 1000mm x 219mm | 35L(7/8") |  |  |  | 904.2689
CU046 | HT- 40HP |  | 40HP | 1180mm x 219mm | 40L(1 1/8") |  |  |  | 963.7602
CU046.1 | HT- 50HP |  | 50HP | 1050mm x 280mm | 50L(1 1/8") |  |  |  | 1100.5904
CU046.2 | HT-60 |  | 60HP | [5 empty] | ~
CU046.3 | HT-80 |  | 80HP | [5 empty] | 1606.4257
CU046.4 | HT-100 |  | 100HP | [5 empty] | 1883.8992
0 | HT-120 |  | 120HP | [5 empty] | ~
0 | HT-150 |  | 150HP | [5 empty] | ~
CU046.9 | HT-200 |  | 125HP SCREW | [5 empty] | ~
CU047 | CR-101-2 receiver flare type | Airmender receiver tank flare type | 1hp | 3.35"(a) x 7.87"(b) | 1L |  | 1/4" |  | 118.3587
CU048 | CR-101-3 receiver flare type |  | 1.5hp | 3.35"(a) x 7.87"(b) | 1L |  | 3/8" |  | 118.3587
CU049 | CR-102 receiver flare type |  | 2hp-3hp | 5"(a) x 10.24"(b) | 3L |  | 3/8" |  | 128.7675
CU050 | CR-103 receiver flare type |  | 3.5hp-4hp | 5"(a) x 11.81"(b) | 4L |  | 3/8" |  | 132.6289
CU051 | CR-104 receiver flare type |  | 5hp-7.5hp | 6"(a) x 13.78"(b) | 6L |  | 1/2" |  | 187.1914
CU052 | CR-105 receiver flare type |  | 8.5hp-10hp | 7"(a) x 16.15"(b) | 10L |  | 5/8" |  | 212.7099
CU053 | CR-106 receiver flare type |  | 12hp | 8"(a) x 14.96"(b) | 12L |  | 5/8" |  | 299.5902
CU054 | CR-107 receiver flare type |  | 15hp | 9"(a) x 15.74"(b) | 16L |  | 5/8" |  | 435.6607
CU055 | CR-108 receiver flare type |  | 20hp | 0 | 20L |  | 5/8" |  | 442.6279
CU055.1 | RT-1 receiver welding type | Receiver tank welding type | 1hp | cs165 | 1L |  | 1/4" |  | 52.7851
CU055.2 | RT-2 receiver welding type |  | 1.5hp-2hp | cu15-22 | 2l |  | 3/8" |  | 60.7028
CU055.3 | RT-3 receiver welding type |  | 2.5hp-3hp | cu32-36 | 3l |  | 3/8" |  | 76.5384
CU055.4 | RT-4 receiver welding type |  | 3.5hp-4hp | cu40-50 | 4l |  | 3/8" |  | 84.4561
CU055.5 | RT-6 receiver welding type |  | 5hp | cu64 | 6l |  | 1/2" |  | 95.0131
CU055.6 | RT-8 receiver welding type |  | 6hp | cu72-90 | 8l |  | 1/2" |  | 116.1272
CU055.7 | RT-10 receiver welding type |  | 8hp | cu100-125 | 10l |  | 5/8" |  | 137.2412
CU055.8 | RT-12 receiver welding type |  | 10hp | cu144 | 12l |  | 5/8" |  | 158.3552
CU055.9 | RT-14 receiver welding type |  | 12hp | cu160 | 14l |  | 5/8" |  | 166.273
CU055.10 | SCL-5-3 receiver tank |  | 6hp | 0 | 8l |  |  |  | 130.6431
CU055.11 | SCL-10-4 receiver tank |  | 8-12hp | 0 | 12l |  |  |  | 201.9029
CU055.12 | SCL-15-4 receiver tank |  | 15hp | 0 | 16l |  |  |  | 321.1642
CU055.13 | SCL-20-3 receiver tank |  | 20hp | 0 | 20l |  |  |  | 423.6616
CU055.18 | L-29L (7/8" * 7/8") | VERTICAL TYPE RECEIVER TANK | 30hp | 30L,with two valves,with sight glass | 30L | 8 |  |  | 1149.175
CU056 | L-40L (1 1/8" * 1 1/8") |  | 40hp | 40L,with two valves,with sight glass | 40L | 0 |  |  | 1245.9476
CU057 | L-60L (1 3/8" * 1 1/8") |  | 60hp | 60L,with two valves,with sight glass | 60L | 3 |  |  | 1693.5211
CU058 | L-80L (1 5/8" * 1 3/8") |  | 80hp | 80L,with two valves,with sight glass | 80L | 0 |  |  | 1923.3561
CU059 | L-100L (1 5/8" * 1 3/8") |  | 100hp | 100L,with two valves,with sight glass | 100L | 0 |  |  | 2189.4808
CU060-1 | L-120L (1 5/8" * 1 3/8") |  | 120hp | 120L,with two valves,with sight glass | 120L | 0 |  |  | 2407.2192
CU061 | L-150L (2 1/8" * 1 5/8") |  | 150hp | 150L,with two valves,with sight glass | 150L | 0 |  |  | 3157.2071
0 | L-180L (2 1/8" * 1 5/8") |  | 180HP | 180L,with two valves,with sight glass | 180L | 0 |  |  | 4924.1968
0 | L-200L (2 5/8" * 2 1/8") |  | 200hp | 200L,with two valves,with sight glass | 200L | 0 |  |  | 4710.8434
0 | L-250L (2 5/8" * 2 1/8") |  | 250hp | 250L,with two valves,with sight glass | 250L | 0 |  |  | 5845.8835
0 | L-300L (3 1/8" * 2 5/8") |  | 300hp | 300L,with two valves,with sight glass | 300L | 0 |  |  | 7424.6988
CU062 | HTC-3 | WATER COOLED CONDENSER | 3hp | 800*159D | 2DES2Y | 0 |  |  | 1154.1326
CU063 | HTC-4 |  | 4hp | 800*159D | 4CES3Y | 0 |  |  | 1499.1826
CU064 | HTC-5 |  | 5hp | 930*219D | 4EES4Y | 0 |  |  | 1546.7757
CU064.1 | HTC-6 |  | 6hp | 1080*165D | 4DES5Y | 0 |  |  | 1796.6395
CU065 | HTC-8 |  | 8hp | 980*219D | 4CES6Y | 0 |  |  | 2094.0963
CU066 | HTC-10 |  | 10hp | 1080*219D | 4TES9Y | 0 |  |  | 2617.6204
CU067 | HTC-12 |  | 12.5hp | 1280*219D | 4PES12Y | 0 |  |  | 2891.2807
CU068 | HTC-15 |  | 15hp | 1220*219D | 4JE13Y | 0 |  |  | 3289.8729
CU069 | HTC-20 |  | 20hp | 1430*219D | 4HE18Y | 0 |  |  | 3724.1599
CU070 | HTC-25 |  | 25hp | 1430*273D | 4GE23Y | 0 |  |  | 4509.446
CU070.1 | HTC-28 |  | 28hp | 1620*273D | 6HE28Y | 0 |  |  | 5080.5632
CU071 | HTC-30 |  | 30hp | 1620*273D | 6HE28Y | 0 |  |  | 5538.6468
CU072 | HTC-35 |  | 35hp | 1620*273D | 6GE34Y/S6F30.2Y | 0 |  |  | 6555.9493
CU073 | HTC-40 |  | 40hp | 1620*279D | 6FE44Y | 0 |  |  | 6912.8975
CU073.1 | HTC-45 |  | 45hp | 2150*273D | 6GE40Y /SW3L3000 | 0 |  |  | 7650.5905
CU074 | HTC-50 |  | 50hp | 2150*273D | 6FE50Y /SW3L4000 | 0 |  |  | 8352.5887
CU074.1 | HTC-55 |  | 55hp | 2150*273D | SW3L5000 | 0 |  |  | 9768.4834
CU075 | HTC-60 |  | 60hp | 2170*325D | SW3L6000 | 0 |  |  | 11124.8867
CU075.1 | HTC-70 |  | 70hp | 2220*325D | SW3L7000 | 0 |  |  | 12469.3917
CU076 | HTC-80 |  | 80hp | 2220*325D | 0 | C50S12R |  |  | 13754.4053
CU076.1 | HTC-90 |  | 90HP | 2370*325D | SW3L8000 | 0 |  |  | 15170.3
CU076.2 | HTC-110 |  | 110HP | 2370*325D | SW3L9500 | 0 |  |  | 16574.2964
CU076.3 | HTC-120 |  | 120HP | 2880*377D | SW3L11500 | 0 |  |  | 20821.9804
CU077 | CS025 | COMERCIAL REFRIGERATOR CONDENSER COIL | 1/4hp | 8 X 9 X 2R | φ200 BLADE 28° | 5watts |  |  | 46.4033
CU078 | CS030 |  | 1/3hp | 9 X 9 X 3R | φ200 BLADE 28° | 10watts |  |  | 94.9482
CU079 | CS033 (10 u) |  | 1/3hp | 10 X 11 X 2R | φ250 BLADE 22° | 10watts |  |  | 132.0708
CU080 | CS050 (15 u) |  | 1/2hp | 10 X 11 X 3R | φ250 BLADE 22° | 10watts |  |  | 143.9691
CU081 | CS060 (16 u) |  | 1/2hp(big) | 11 X 13 X 3R | φ250 BLADE 28° | 16watts |  |  | 164.1962
CU082 | CS075 |  | 3/4hp | 13 X 15 X 3R | φ300 BLADE 22° | 18watts |  |  | 209.4096
CU082.01 | CS090 |  | 7/8HP | 11*15*4R | φ250 BLADE 28° | 18watts |  |  | 268.901
CU083 | CS100 |  | 1hp | 13 X 18 X 3R | φ300 BLADE 22° | 25watts |  |  | 261.762
CU084 | CS125 |  | 1.3hp | 13 X 15 X 4R | φ300 BLADE 25° | 25watts |  |  | 284.3688
CU085 | CS145 |  | 1.4HP | 13 X 18 X 4R | φ300 BLADE 25° | 25watts |  |  | 359.3279
CU086 | CS150 |  | 1.4hp | 11 X 26 X 3R | φ250 BLADE 22° | 16watts |  |  | 339.9218
CU087 | CS165 |  | 1.5hp | 13 X 30 X 3R | φ300 BLADE 22° | 18watts |  |  | 459.5946
CU087.1 | CS170 |  | 1.5hp | 13 X 24 X 4R | φ300 BLADE 25° | 34watts |  |  | 492.5886
CU088 | CS200 |  | 2hp | 13 X 30 X 4R | φ300 BLADE 25° | 34watts |  |  | 571.6288
CU089 | CS250 |  | 2.5hp | 13 X 30 X 5R | φ300 BLADE 25° | 34watts |  |  | 644.1964
CU089.01 | WCU-1HP | Aquarium chiller condenser set | 1hp | 930*280*550 | 1 X 16" | 37*11*22 |  |  | 616.3306
CU089.02 | WCU-1.5HP |  | 1.5hp | 930*280*550 | 1 X 16" | 37*11*23 |  |  | 804.3234
CU089.03 | WCU-2HP |  | 2hp | 1000*300*620 | 1 X 16" | 39.5*12*24.5 |  |  | 951.862
CU089.04 | WCU-3HP |  | 3hp | 1110*400*752 | 1 X 20" | 44*16*30 |  |  | 1546.8352
CU089.05 | WCU-4HP |  | 4hp | 1110*400*752 | 1 X 20" | 44*16*30 |  |  | 1739.5277
CU089.06 | BCU - 10 | Condenser set c/w metal casing like aircond unit | 1hp | 767*268*530 | 1 X 16" | 30*10.5*21 |  |  | 495.2419
CU089.07 | BCU - 15 |  | 1.5hp | 767*268*530 | 1 X 16" | 30*10.5*21 |  |  | 673.478
CU089.08 | BCU - 22 |  | 2hp | 845*290*595 | 1 X 16" | 0 |  |  | 929.3742
CU089.09 | BCU - 36 |  | 3hp | 830*310*715 | 1 X 20" | 38*14.5*32 |  |  | 1208.8647
CU089.10 | BCU - 40 |  | 3.5hp | 960*370*810 | 1 X 20" | 38*14.5*32 |  |  | 1332.6067
CU089.11 | BCU - 50 |  | 4hp | 960*370*810 | 1 X 20" | 38*14.5*32 |  |  | 1517.03
CU089.13 | BCU - 64 |  | 5hp | 960*370*1260 | 2 X 20" | 38*14.5*50 |  |  | 2125.0318
CU089.14 | BCU - 72 |  | 6hp | 960*370*1260 | 2 X 20" | 38*14.5*50 |  |  | 2455.8039
CU089.15 | BCU - 100 |  | 8hp | 960*370*1260 | 2 X 20" | 38*14.5*50 |  |  | 2684.2507
CU089.151 | BCU - 110 |  | 9hp | 0 | 0 | 0 |  |  | 3697.9837
CU089.152 | BCU - 120 |  | 10hp | 0 | 0 | 0 |  |  | 4037.0845
CU089.16 | TCU - 06 | Top flow fan condenser set c/w metal casing like aircond unit | 5hp-6hp | 1050*910*930 | 1*20 | CR-104 |  |  | 3298.2017
CU089.17 | TCU - 08 |  | 8hp | 1050*910*930 | 1*20 | CR-104 |  |  | 3706.3125
CU089.19 | TCU - 100B |  | 10hp | 1310*1010*1100 | 1*26 | CR-105 |  |  | 4994.8956
CU089.20 | TCU - 120B |  | 12hp | 1310*1010*1100 | 1*26 | CR-106 |  |  | 5473.2063
CU089.21 | TCU - 150B |  | 15hp | 1310*1010*1100 | 1*26 | CR-106 |  |  | 5976.5033
CU089.22 | TCU - 120 |  | 10~12hp | 1618*1010*1100 | 2*20 | CR-105 |  |  | 6026.476
CU089.23 | TCU - 150 |  | 15hp | 1618*1010*1100 | 2*20 | CR-106 |  |  | 6709.437
CU089.24 | TCU - 200 |  | 20hp | 1618*1010*1100 | 2*26 | CR-107 |  |  | 8583.4152
CU089.25 | TCU - 220 |  | 22hp | 1618*1010*1100 | 2*26 | CR-108 |  |  | 9331.8167
CU089.26 | TCUV - 250 |  | 25hp | 2900*940*2000 | 3*26 | L-29L |  |  | 14515.8949
CU089.27 | TCUV - 300 |  | 30hp | 2900*940*2000 | 3*26 | L-29L |  |  | 15075.1138
CU089.28 | TCUV - 350 |  | 35hp | 2900*940*2000 | 3*26 | L-40L |  |  | 16217.3482
CU089.29 | TCUV - 400 |  | 40hp | 2900*940*2000 | 3*26 | L-40L |  |  | 17366.7215
CU089.30 | TCUV - 500 |  | 50hp | 2900*940*2000 | 3*26 | L-60L |  |  | 19936.7488
CU089.31 | TCUVS - 403 cw cooling coil |  | 40 | 0 | 1*32 | 0 |  |  | 28521.3538
CU090 | UC - 100 (DE 2.5) | Ceiling type evaporator use for comercial refrigerator - 25'C ~ 0'C | 1/2HP | 15.5" X 15.5" X 6" | 1x8" | DE2.5 |  |  | 493.7784
CU090.01 | UC - 150 (DE 3.2) |  | 3/4HP | 0 | 2x8" | DE3.2 |  |  | 528.2834
CU091 | UC - 200 (DE 5) |  | 1HP | 29.5" X15.5"X6" | 2x8" | DE5 |  |  | 744.832
CU092 | UC - 300 (DE7.5) |  | 1 1/2HP | 41.5" X15.5"X6" | 3x8" | DE7.5 |  |  | 1104.1599
CU092.01 | UC - 400 (DE11) |  | 2HP | 53.5" X15.5"X6" | 4x8" | DE11 |  |  | 1292.6655
CU092.02 | UC - 500 (DE15) |  | 2.5HP | 72" X15.5"X6" | 4x8" | DE15 |  |  | 1766.9348
CU092.03 | UC - 600 (DE18) |  | 3HP | 86" X15.5"X6" | 5x8" | DE18 |  |  | 1858.2848
CU092.04 | UC100 heater (A400mm*86.6mm) | (A 86.6mm,B 50mm) ,(C 108mm OLD MODEL) | [6 empty] | 34.8381
CU092.05 | UC100 heater (B400mm*50mm) | [7 empty] | 34.8381
CU092.06 | UC200 heater (A700mm*86.6mm) | [7 empty] | 55.1604
CU092.07 | UC200 heater (B700mm*50mm) | [7 empty] | 55.1604
CU092.08 | UC300 heater (A1030mm*86.6mm) | [7 empty] | 81.289
CU092.09 | UC300 heater (B1030mm*50mm) | [7 empty] | 81.289
CU092.10 | UC400 heater (A1030mm*86.6mm) | [7 empty] | 110.3208
CU092.11 | UC400 heater (B1030mm*50mm) | [7 empty] | 110.3208
CU092.12 | UC100 HEATER (L=320mm) | new model uc heater |  | 8*5*318L |  |  |  |  | 37.3266
CU092.13 | UC100 HEATER (LB=330mm) |  |  | 8*5*318LB |  |  |  |  | 38.1042
CU092.14 | UC200 HEATER (L=605mm) |  |  | 8*5*648L |  |  |  |  | 51.8425
CU092.15 | UC200 HEATER (LB=620mm) |  |  | 8*5*648LB |  |  |  |  | 58.0636
CU092.16 | UC300 HEATER (L=905mm) |  |  | 8*5*927L |  |  |  |  | 68.4321
CU092.17 | UC300 HEATER (LB=925mm) |  |  | 8*5*927LB |  |  |  |  | 74.6532
CU092.18 | UC400 HEATER (L=1205mm) | [7 empty] | 97.9823
CU092.19 | UC400 HEATER (LB=1225mm) | [7 empty] | 112.4982
CU092.20 | UC500 HEATER (L=1670mm) | [7 empty] | 119.7561
CU092.21 | UC500 HEATER (LB=1695mm) | [7 empty] | 143.3445
CU092.22 | UC600 HEATER (L=2020mm) | [7 empty] | 134.272
CU092.23 | UC600 HEATER (LB=2040mm) | [7 empty] | 166.9328
CU092.24 | 8 X 5 X 318 (UC100) COIL |  | 1/2HP | [5 empty] | 230.8027
CU092.241 | 6 X 5 X 648 (UC150) COIL |  | 3/4HP | [5 empty] | 339.6719
CU092.25 | 8 X 5 X 648 (UC200) COIL |  | 1HP | [5 empty] | 406.4451
CU092.26 | 8 X 5 X 927 (UC300) COIL |  | 1 1/2HP | [5 empty] | 570.4747
CU092.27 | Drain pipe fitting (UC) | COOLING COIL C/W DRAIN PAN ( 有水盘 ) | 0 | 0 | 0 | 0 |  |  | 10.4536
CU093 | 5 X 10 X 4R | COOLING COIL C/W DRAIN PAN ( 有水盘 ) | 1/4hp | 1 door (360l) | 0 | 5 X 10 X 4R |  |  | ~
CU094 | 5 X 14 X 4R |  | 1/3hp | 1 door (400l) | 0 | 5 X 14 X 4R |  |  | 179.4215
CU095 | 5 X 20 X 4R |  | 1/2HP | 2 door (1050l) | 0 | 5 X 20 X 4R |  |  | 223.9953
CU096 | 5 X 23 X 4R |  | 1/2HP (B) | 2 door (1050l) | 0 | 5 X 23 X 4R |  |  | 256.5309
CU097 | 5 X 33 X 4R |  | 1/2hp-3/4hp | 3 door (1480l) | 0 | 5 X 33 X 4R ( 有水盘 ) |  |  | 317.335
CU098 | 5 X 48 X 4R |  | 1HP | 4 door (1480l) | 0 | 5 X 48 X 4R |  |  | ~
CU099 | 5 X 10 X 4R | COOLING COIL ( 无水盘 ) | 1/4hp | 1 door (360l) | 0 | 5 X 10 X 4R ( 无水盘 ) |  |  | 112.6233
CU100 | 5 X 14 X 4R |  | 1/3hp | 1 door (400l) | 0 | 5 X 14 X 4R ( 无水盘 ) |  |  | 153.9811
CU100.1 | 5 X 16 X 4R |  | 1/3hp | 1 door (400l) | 0 | 5 X 16 X 4R ( 无水盘 ) |  |  | 157.998
CU101 | 5 X 20 X 4R |  | 1/2HP | 2 door (1050l) | 0 | 5 X 20 X 4R ( 无水盘 ) |  |  | 186.4542
CU101.1 | 5 X 23 X 4R |  | 1/2HP | 2 door (1050l) | 0 | 5 X 23X 4R ( 无水盘 ) |  |  | 210.2302
CU102 | 5 X 33 X 4R |  | 1/2hp-3/4hp | 3 door (1480l) | 0 | 5 X 33 X 4R ( 无水盘 ) |  |  | 274.0501
CU103 | 5 X 48 X 4R |  | 1HP | 3 door (1480l) | 0 | 5 X 48 X 4R |  |  | 382.6522
CU103.10 | 5 X 53 X 4R (1400mm) | [7 empty] | 430.1983
CU103.11 | 5 X 83 X 4R (2100mm) | [7 empty] | 577.9965
CU103.01 | 5 x 6 x 13 (30u) |  | 3/4hp frezzer | 1 door frezzer(400l) | 0 | 0 |  |  | 204.5422
CU104 | 5 x 6 x 22 (30u) |  | 1hp frezzer | 2 door frezzer(1050l) | 0 | 5 x 6 x 22 (30u) |  |  | 319.3497
CU104.1 | 5 x 6 x 33 (30u) |  | 1.5hp frezzer | 3 door frezzer(1480l) | 0 | 5 x 6 x 33 (30u) |  |  | 475.8442
CU105 | 4 x 32 x 4R |  | 1/2hp | 4 x 4 x 814 | 0 | 4 x 32 x 4R |  |  | 265.4561
CU105.0 | 4*4*1520 (60") |  | 0 | [5 empty] | 387.9703
CU105.1 | 4*4*1680 (66") |  | 1.5HP | [5 empty] | 420.7762
CU105.2 | 4*5*1200 (47") |  | 0 | [5 empty] | 421.5193
CU105.3 | 4*5*1400 (55") |  | 0 | [5 empty] | 455.0175
CU105.4 | 4*5*2100 (83") |  | 0 | [5 empty] | 611.3425
CU105.5 | 4*5*2700 (106") |  | 0 | [5 empty] | 817.9148
CU105.6 | 4*5*3250 (128") | [7 empty] | 968.6568
CU106 | 12 x 11 x 3R (280) |  | 3/8~1/2hp | 1.8,2.1 chiller,1.2,1.5 frezzer | 0 | 0 |  |  | 201.7709
CU106.1 | 12 x 13 x 3R (330) |  | 3/4hp | 1.8,2.1 counter frezzer | 0 | 0 |  |  | 224.9964
CU107 | 8 x 11 x 3R (280) |  | 1/3hp | 1.2,1.5m counter chiller | 0 | 8 x 11 x 3R (280) |  |  | 146.6105
CU107.1 | 3 x 42 x 450 |  | 0 | 0 | 0 | 0 |  |  | 1299.0406
CU107.2 | 4 x 42 x 450 |  | 0 | 0 | 0 | 0 |  |  | 1786.1809
CU107.31 | 3 x 12 x 350 |  | 0 | 0 | 0 | 0 |  |  | 201.9029
CU107.32 | 6*6*460 |  | 0 | 0 | 0 | 0 |  |  | 270.5235
CU107.4 | 4*42*550 | blast coil | 0 | 0 | 0 | 0 |  |  | 4777.0491
CU107.5 | 5*48*550 | [7 empty] | 5764.1299
CU108 | OB15-32 | Outdoor bracket | 0 | 0 | KG | 0 |  |  | 147.541
CU109 | OB36 |  | CU15~CU32 | 22.5L*41W*18H | 10 | 0 |  |  | 147.541
CU110 | OB40 |  | CU40 | 27*43*20 | 10 | 0 |  |  | 147.541
CU111 | OB50 |  | CU50 | 29*46*26 | 20 | 0 |  |  | 295.082
CU112 | OB64-72B |  | CU64B~72B | 31*45*20 | 20 | 0 |  |  | 295.082
CU113 | OB64-72 |  | CU64-72 | 42*47*26 | 22 | 0 |  |  | 324.5902
CU114 | OB80-100 |  | CU80~100 | 44.5*47*26 | 23 | 0 |  |  | 339.3443
CU115 | OB125-160 |  | CU125~160 | 57*51*30 | 26 | 0 |  |  | 383.6066
CU116 | OB200 |  | CU200 | 65*58*40 | 45 | 0 |  |  | 663.9344
CU117 | OB250 |  | CU250 | 86*61*40 | 53 | 0 |  |  | 1032.7869
CU118 | OB300-400 |  | CU300~400 | 65*66*40 | 53 | 0 |  |  | 681.4286
CU118.1 | 3/8 wall plug (100pcs) | wall plug | ob15-100 | 0 | 0 | 0 |  |  | 85.7143
CU118.2 | 3/8 wall plug (1pc) |  | 0 | 0 | 0 | 0 |  |  | 1.3333
CU118.3 | 1/2 wall plug (30pcs) | [7 empty] | 76.5
CU118.4 | 1/2 wall plug (1pc) |  | 0 | 0 | 0 | 0 |  |  | 3.06
CU124 | WC-1HP | WC condenser set for aquarium water chiller and hermertic cond unit | 0 | 0 | 0 | 0 |  |  | 773.3878
CU125 | WC-1.5HP |  | 0 | 0 | 0 | 0 |  |  | 856.6758
CU128 | LCU-02 | Lcu condenser set cw metal casing and Heavy duty fan sets | 2.5hp | 1210*530*866 | 1 x 18 | CYQ75-500 |  |  | ~
CU129 | LCU-03 |  | 3hp | 1210*530*866 | 1 x 18 | CYQ75-580 |  |  | 2201.1808
CU130 | LCU-04 |  | 4hp | 1210*530*866 | 1 x 20 | CYQ75-650 |  |  | ~
CU131 | LCU-05 |  | 5hp | 1210*530*1100 | 2 x 16 | CYQ75-820 |  |  | 2912.6976
CU132 | LCU-06 |  | 6hp | 1210*530*1260 | 2 x 18 | CYQ75-1100 |  |  | 3128.0564
CU133 | LCU-08 |  | 8hp | 1210*530*1260 | 2 x 18 | CYQ75-1100 |  |  | 3576.6213
CU134 | LCU-10 |  | 10hp | 1521*560*1350 | 2 x 20 | cr105 |  |  | 4401.1717
CU135 | LCU-12 |  | 12hp | 1521*560*1350 | 2 x 20 | cr106 |  |  | 4966.3398
CU136 | LCU-15 |  | 15hp | 1521*560*1550 | 2 x 20 | cr107 |  |  | 5477.9656
CU137 | LCU-20 |  | 20hp | 1521*560*1550 | 2 x 20 | cr108 |  |  | 6200.1908
CU140 | GREEN COLOUR CAT (1L) |  | 0 | 0 | 0 | 0 |  |  | 28
CU141 | BLUE COLOUR CAT (1L) |  | 0 | 0 | 0 | 0 |  |  | 28
CU142 | CYQ75-500 RECEIVER TANK |  | 2hp | 500mml*75mm | 2.2L | bcu36 |  |  | 110.8487
CU143 | CYQ75-580 RECEIVER TANK |  | 3hp | 580mml*75mm | 2.6L | bcu40 |  |  | 122.7253
CU144 | CYQ75-600 RECEIVER TANK 3/8" | [7 empty] | 138.5608
CU145 | CYQ75-820 RECEIVER TANK | [7 empty] | 162.3141
CU146 | CYQ75-1000 RECEIVER TANK 1/2" | ice cube condenser | [6 empty] | 205.8618
CU146.1 | 4 x 14 x 300 condenser | [7 empty] | 303.406
CU146.2 | 4 x 16 x 300 condenser | [7 empty] | 335.5313
CU146.3 | 4 x 16 x 400 condenser |  | 1.5HP | 0 | 0 | 0 |  |  | 397.4024
CU147 | 4 x 20 x 400 condenser |  | 2HP | 0 | 0 | 0 |  |  | 511.6258
CU148 | 4 x 24 x 400 condenser |  | 2.5HP | 0 | 0 | 0 |  |  | 598.4832
CU151 | fan motor 25w(for bcu10-22,wcu1-1.5hp) |  | 0 | 0 | 0 | 0 |  |  | 113.224
CU151.1 | fan motor 40w(for wcu2hp-3hp) |  | 0 | 0 | 0 | 0 |  |  | 137.901
CU152 | fan motor 85w(for bcu36-100) |  | 0 | 0 | 0 | 0 |  |  | 203.2225
CU153 | fan blade 400mm 25w(for bcu10-22,wcu1-1.5hp) |  | 0 | 0 | 0 | 0 |  |  | 15.9675
CU153.1 | fan blade 400mm 40w(wcu2-3hp) |  | 0 | 0 | 0 | 0 |  |  | 26.1286
CU154 | fan blade 496mm*150mm(bcu36-100) |  | 0 | 0 | 0 | 0 |  |  | 36.2897
CU155 | fan cover (bcu10-22) |  | 0 | 0 | 0 | 0 |  |  | 20.3223
CU156 | fan cover (bcu36-100) |  | 0 | 0 | 0 | 0 |  |  | 34.8381
CU157 | 15hp 2*41*2r left/right condenser (705+935mm) |  | 0 | 0 | 0 | 0 |  |  | 4443.1261
CU158 | 15hp 2*41*2r left/right condenser (780+960mm) |  | 0 | 0 | 0 | 0 |  |  | 4498.4153
CU159 | 7.5hp 1*36*3r L shape condenser (280+880mm) |  | 0 | 0 | 0 | 0 |  |  | 2585.6438

## quickool
WELLER AIR-COND PARTS ENTERPRISE SDN BHD (613386-K) www.weller.com.my
No. 9, Jalan Kuari, Kampung Cheras Baru, 56100 Kuala Lumpur.
Tel: 03-42800331 Fax: 03-42953202 H/P:016-6666331
TO :OUR VALUE DEALER
FROM:LEONG
DATE :5.12.25
USD RATE : | 4.25 | [6 empty] | 0
Warrantly 1year on parts only
ITEM CODE | MODEL | Dimension | System | cond unit model | fan sets | cappillary tube | blower | (RM) | PIC
CAB001 | Mini 2 Door cabinet c/w 1/3hp cond unit | 760*585*1830 | Piping system -18c ~ 0c | KK270CZ1 cw cs030 | 10watts | 0.049*54" (0.4kg) | ~ | 2742.0957
CAB002 | 2 Door cabinet c/w 3/8hp cond unit R134 | 840*685*2080 |  | K325CZ1 cs033 | 10watts | 0.049*54" | ~ | 3457.4751
CAB003 | 4 Door cabinet c/w 1/2hp cond unit R134 | 1300*685*2080 |  | K400CZ1 cw cs060 | 16watts | 0.042*52" (0.8kg) | ~ | 4318.8594
CAB004 | 6 Door cabinet c/w 5/8hp cond unit R404 | 1930*685*2080 |  | ne2178ck,mpt16la cw cs075 | 18watts cw hi/lo switch | 0.055*60" | ~ | 5625.0303
CAB005 | 6 Door cabinet c/w 3/4hp cond unit R404 | 1930*685*2080 |  | ne2180ck,mpt18la cw cs075 | 25watts cw hi/lo switch | 0.055*60" (0.9kg) | ~ | 5701.2145
CAB006 | 2 Door cabinet full piping (8rack 32ice)c/w ice tray | 840*685*2080 |  | Nct2195ck cw cs145 | 0 | 0 | ~ | 5850.6068
CAB007 | 2 Door cabinet full piping (10rack 40ice)c/w ice tray | 840*685*2080 |  | Nct2195ck cw cs145 | 0 | 0 | ~ | 6417.4702
CAB008 | 4 Door cabinet full piping (10rack 60ice)c/w ice tray | 1300*685*2080 |  | 2 x Nct2195ck cw cs145 | 0 | 0 | ~ | 10102.3793
CAB009 | 6 Door cabinet full piping (10rack 100ice)c/w ice tray | 1930*685*2080 |  | 2 x Nct2212ck cw cs170 | 0 | 0 | ~ | 12902.0073
CAB010 | 2 Door chiller c/w 1/3hp cond unit R134 | 710*760*2060 | Chiller 0 ~ 5c blower system | KK270CZ1 cw cs030 | 0 | 0 | 5 X 14 X 4R | 3033.0306
CAB011 | 4 Door chiller c/w 1/2hp cond unit R134 | 1300*760*2060 |  | KK375CZ1 cw cs050 | 0 | 0 | 5 X 20 X 4R | 3847.3826
CAB012 | 6 Door chiller c/w 1/2hp (B) cond unit R134 | 1930*760*2060 |  | K400CZ1 cw cs060 | 0 | 0 | 5 X 33 X 4R | 4872.7513
CAB013 | 2 Door frezzer c/w 1/3hp cond unit R404 | 710*760*2060 | Frezzer 0c ~ -10c blower system | NE2150 cw cs050 | 0 | 0 | UC100 | 3571.793
CAB014 | 4 Door frezzer c/w 3/4hp cond unit R404 | 1300*760*2060 |  | Mpt18 cw cs075 | 0 | 0 | UC150 | 4601.8582
CAB015 | 6 Door frezzer c/w 1hp cond unit R404 | 1930*760*2060 |  | Nct2195ck cw cs145 | 0 | 0 | UC200 | 6073.9941
CAB016 | 2 Door frezzer c/w 1/2hp cond unit R404 | 710*760*2060 | Frezzer -10c ~ -25c blower system | Mpt18 cw cs075 | 0 | 0 | UC100 | 3750.1277
CAB017 | 4 Door frezzer c/w 1hp cond unit R404 | 1300*760*2060 |  | Nct2195ck cw cs145 | 0 | 0 | UC200 | 5189.3622
CAB018 | 6 Door frezzer c/w 1.5hp cond unit R404 | 1930*760*2060 |  | Nct2212ck cw cs170 | 0 | 0 | UC300 | 6609.9776
CAB019 | 1.2m counter chiller (4ft) 1/4hp R134 | 1200*750*840 | Chiller 0 ~ 5c blower system | KK270CZ1 cw cs039 | 0 | 0 | 8*11*3R | 2654.8061
CAB020 | 1.5m counter chiller (5ft) 1/3hp R134 | 1500*750*840 |  | KK270CZ1 cw cs039 | 0 | 0 | 8*11*3R | 2862.9201
CAB021 | 1.8m counter chiller (6ft) 3/8hp R134 | 1800*750*840 |  | K325CZ1 cs054 | 0 | 0 | 12*11*3R | 3136.0323
CAB022 | 2.1m counter chiller (7ft) 1/2hp R134 | 2100*750*840 |  | KK375CZ1 cw cs054 | 0 | 0 | 12*11*3R | 3477.0982
CAB023 | 1.2m counter frezzer (4ft) 1/2hp R134 | 1200*750*840 | Frezzer -25c ~ -10c blower system | KK375CZ1 cw cs054 | 0 | 0 | 12*11*3R | 2748.8403
CAB024 | 1.5m counter frezzer (5ft) 1/2hp R134 | 1500*750*840 |  | K400CZ1 cw cs066 axial | 0 | 0 | 12*11*3R | 2994.9966
CAB025 | 1.8m counter frezzer (6ft) 1/2hp R404 | 1800*750*840 |  | ne2170ck cw066 axial | 0 | 0 | 12 x 13 x 3R (330) | 3432.2565
CAB026 | 2.1m counter frezzer (7ft) 5/8hp R404 | 2100*750*840 |  | mpt16la cw cs083 axial | 0 | 0 | 12 x 13 x 3R (330) | 3869.5849
CAB027 | 1 Glass Door chiller c/w 1/3hp cond unit R134 | 610*760*2030 | Chiller 0 ~ 5c blower system | KK270CZ1 cw cs030 | 0 | 418.6435 | 5 X 14 X 4R | 2605.605
CAB028 | 2 Glass Door chiller c/w 1/2hp cond unit R134 | 1215*760*2030 |  | KK375CZ1 cw cs050 | 0 | 0 | 5 X 20 X 4R | 3452.6641
CAB029 | 3 Glass Door chiller c/w 1/2hp B cond unit R134 | 1810*760*2030 |  | K400CZ1 cw cs060 | 0 | 0 | 5 X 33 X 4R | 4464.3583
CAB030 | 1 Glass Door Frezzer c/w 5/8hp cond unit R404 | 610*760*2030 | Frezzer -10c ~ -25c blower system | ne2178ck,mpt16la cw cs075 | 0 | 0 | UC100 | 3334.5176
CAB031 | 2 Glass Door Frezzer c/w 1hp cond unit R404 | 1215*760*2030 |  | Nct2195ck cw cs145 axial | 0 | 0 | UC200 | 5031.7161
CAB032 | 3 Glass Door Frezzer c/w 1 1/2hp cond unit R404 | 1810*760*2030 |  | Nct2212ck cw cs170 axial | 0 | 0 | UC300 | 6530.9733
CAB033 | 398L Chest frezzer (300L) internal s/steel |  |  |  | 46000 |  |  | 1413.2945
CAB034 | 498L Chest frezzer (400L) internal s/steel | [6 empty] | 1550.5075
CAB035 | 598L Chest frezzer (500L) internal s/steel | [6 empty] | 1687.7206
CAB036 | 798L Chest frezzer (700L) internal s/steel | [6 empty] | 2167.9663
CAB037 | 1088L Chest frezzer (1000L) internal s/steel | [6 empty] | 2442.3924
CAB043 | 3 Glass Door Frezzer c/w 1 1/2hp cond unit R404 | 2067*813*2330 | 749.746 | pic
0 | 0 |  | 0.5
ITEM CODE | PRODUCT |  | (RM)
CAB044 | ICE TRAY (395mm*165mm*105mmH) |  | 22
CAB045 | 60% tin solder bar |  | 191.6667
CAB046 | C.F hinge- 6" (1pair) |  | 53.5088
CAB047 | 3mm clear float glass (457mm x 914mm) |  | 29.3297
CAB048 | 17mm x 69mm hardwood planed 2' up |  | 2.8674
0 | Masking tape 35mm x50m more glue |  | 4.6519
0 | Masking tape 35mmx50m |  | 4.0942
0 | Aluminium foil tape 48mm x 30m |  | 10.5926
0 | Aluminium foil tape 60mm x 30m |  | 12.537
0 | Aluminium foil tape 75mm x 30m |  | 15.8889
0 | OPP tape 48mm x 80m |  | 4.2778
CAB049 | 13amp plug top UMS |  | 4.4444
CAB050 | 40/076 3core wire 1mm |  | 3.537
CAB051 | 70/076 3core wire 1.5mm |  | 0
CAB052 | 2ft led 10watts advertise |  | 8
CAB053 | 4ft led 18watts advertise |  | 8
CAB054 | led clip |  | 0.625
CAB055 | led connector 15amp 12way |  | 70.3704
CAB056 | PVC wire cable 2core 70m |  | 0
CAB058 | 3" pp castor wheel adjustable c/w stopper white |  | 8.0085
CAB059 | Pilaster s/steel 400mm (HG-600) |  | 6.6728
CAB060 | Pilaster s/steel 600mm (HG-600) |  | 1.6064
CAB061 | Pilaster s/steel 1200mm (HG-1200) |  | 3.2129
CAB062 | Pilaster clip aluminium (HG-1201) |  | 0.49085
CAB063 | PVC SheIving 23"x21" | 4Door & 6Door (4pcs/Fridge) | 27.5435
CAB064 | PVC SheIving 25"x21" | 6Door (2pcs/Middle of Fridge) | 29.8081
CAB065 | PVC SheIving 24-6/8"x18" | Mini 2Door (2pcs/Fridge) | 26.4056
CAB066 | PVC SheIving 28"x21" | 2Door Big (2pcs/Fridge) | 32.0727
CAB067 | PVC Shelving 13 3/4" x 22" 1/4" | 1.2m counter-4pcs | 14.6774
CAB068 | PVC Shelving 19 3/4" x 22" 1/4" | 1.5m 2door counter-4pcs | 21.6667
CAB069 | PVC SheIving 17" x 22 1/4" | 1.8m 3door counter-6pcs | 18.172
CAB070 | PVC SheIving 21" x 22 1/4" | 2.1m 3door counter-6pcs | 22.3656
CAB071 | PVC SheIving 23"x23" 1 stopper | 2,4&6 door upright 4,8,8pcs | 24.4624
CAB072 | PVC SheIving 25"x23" 1 stopper | 6 door upright centre 4pcs | 26.5591
CAB072.01 | PVC SheIving 19 3/4"x221/4" 1stopper | 1 glass door chiller -4pcs | 20.9677
CAB072.02 | PVC SheIving 21"x221/4" 1stopper | 2&3 glass door chiller -8pcs | 22.3656
CAB072.03 | PVC SheIving 22 3/4"x22 1/4" 1 stopper | 3 glass door chiller centre -4pcs | 23.7634
CAB072.04 | PVC SheIving 19 3/4"x221/4" 2stopper for price pad | 1 glass door chiller -4pcs | ~
CAB072.05 | PVC SheIving 21"x221/4" 2stopper for price pad | 2&3 glass door chiller -8pcs | ~
CAB072.06 | PVC SheIving 22 3/4"x22 1/4" 2stopper for price pad | 3 glass door chiller centre -4pcs | ~
CAB072.07 | PVC SheIving 18 3/4"x221/4" 1stopper | 1 glass frezzer door -4pcs | 19.5699
CAB072.08 | PVC SheIving 20 3/4"x221/4" 1stopper | 2 glass frezzer door -8pcs | 22.3656
CAB072.09 | PVC SheIving 21"x22 1/4" 1 stopper | 3 glass frezzer door -8pcs | 22.3656
CAB072.10 | PVC SheIving 21 3/4"x22 1/4" 1 stopper | 3 glass frezzer door centre -4pcs | 23.0645
CAB072.11 | PVC SheIving 18 3/4"x221/4" 2stopper | 1 glass frezzer door -4pcs | ~
CAB072.12 | PVC SheIving 20 3/4"x221/4" 2stopper | 2 glass frezzer door -8pcs | ~
CAB072.13 | PVC SheIving 21"x22 1/4" 2stopper | 3 glass frezzer door -8pcs | ~
CAB072.14 | PVC SheIving 21 3/4"x22 1/4" 2stopper | 3 glass frezzer door centre -4pcs | ~
CAB072.15 | PVC SheIving 24 1/2"x24 1/4" 2stopper | 2&3 big glass chiller door -12pcs | ~
CAB072.16 | PVC SheIving 25 3/4"x24 1/4" 2stopper | 3 big glass chiller door centre -6pcs | ~
CAB072.17 | custom made shelving cost base on kgs
0 | custom made shelving base on size less than 20pcs quantity
CAB082 | 578*715 magnetic gasket | 2door | 25.3658
CAB083 | 534*715 magnetic gasket | 4door&6door | 24.8807
CAB084 | 383*575 magnetic gasket | 1.5m counter | 21.6726
CAB085 | 528*575 magnetic gasket | 1.8m counter | 23.2711
CAB086 | 420*575 magnetic gasket | 2.1m counter | 22.0805
CAB087 | custom made gasket | 0 | 26.8469
CAB088 | HG-036 pvc door rail 3.4m | 0 | 20.2491
CAB089 | Gasket welding machine | 0 | ~
CAB090 | Mould welding machine | 0 | ~
CAB091 | 3MM TEMPERED GLASS + 3MM NORMAL GLASS (595*985MM) | 0 | 152.0521
CAB092 | 3MM TEMPERED GLASS + 3MM TEMPER GLASS (700*865MM) | 0 | 157.2064
CAB093 | 4mm+3mm heater glass door (1473*584mm) chiller right (grey) | 2door&3door glass door | 429.0961
CAB094 | 4mm+3mm heater glass door (1473*584mm) chiller left (grey) | 2door&3door glass door | 429.0961
CAB095 | 4mm+3mm heater glass door (1473*584mm) chiller right (black) | 2door&3door glass door | 429.0961
CAB096 | 4mm+3mm heater glass door (1473*584mm) chiller left (black) | 2door&3door glass door | 429.0961
CAB105 | 4mm + 3mm + 3mm heater glass door (1770*670mm) frezzer right (black) | 0 | 688.8731
CAB106 | 4mm + 3mm + 3mm heater glass door (1770*670mm) frezzer left (black) | 0 | 688.8731
CAB107 | 4MM HEATED GLASS + 3MM NORMAL GLASS (1801*762MM) | 0 | 554.2169
CAB108 | 1500*1850mm INTEGRATED DOOR WITH FRAME (2 DOOR) | 723mm*1800mm(28.5"*71") | 3864.6901
CAB109 | 2250*1850mm INTEGRATED DOOR WITH FRAME (3 DOOR) | 723mm*1800mm(28.5"*71") | 5719.0763
CAB110 | 720*560mm MATCHING SHELVES (LOAD 50KG) | 0 | 57.986
CAB111 | TOP FIXING GRID SHELVES | 0 | 64.4288
CAB112 | 50*16*1900 ALUMINIUM COLUMN LIGHT (大立柱) | 0 | 73.7066
CAB113 | 50*16*2150 ALUMINIUM COLUMN LIGHT (大立柱) | 0 | 77.9589
CAB114 | 50*16*2600 ALUMINIUM COLUMN LIGHT (大立柱) | 0 | 82.2112
CAB115 | 520*30*30 LOWER BRACKET (下固定槽) | 0 | 12.0482
CAB116 | ALUMINIUM FIXING GROOVE (铝固定套) | 0 | 12.0482
CAB117 | S/STEEL HOCK (不锈钢挂钩) PILASTER CLIP | 0 | 0.70872
CAB119 | 750mm pvc price tag (标价条) | 0 | 2.5514
CAB120 | Advertising board 1door frame (608*270mm) grey | 0 | 46.3029
CAB124 | Advertising board 2door frame (1210*270mm) black | 0 | 72.4466
CAB126 | PVC Ankle lock | 0 | 0.35436
CAB127 | Digital 1door channel (608*55*50mm)grey | 1door | 12.0482
CAB128 | Digital 2door channel (1210*55*50mm)grey | 2door | 23.2105
CAB130 | Digital aluminium channel (4150*55*50mm)grey | 0 | 77.9589
CAB131 | Digital 1door channel (608*55*50mm)black | 1door | 13.1113
CAB132 | Digital 2door channel (1210*55*50mm)black | 2door | 25.1595
CAB134 | Digital aluminium channel (4150*55*50mm)black | 0 | 85.0461
CAB135 | Bottom 1door channel (608*93*50mm)grey | 1door | 14.3515
CAB136 | Bottom 2door channel (1210*93*50mm)grey | 2door | 27.8172
CAB138 | Bottom aluminium channel (4150*93*50mm)grey | 0 | 93.905
CAB139 | Bottom 1door channel (608*93*50mm)black | 1door | 15.5918
CAB140 | Bottom 2door channel (1210*93*50mm)black | 2door | 30.1205
CAB141 | Bottom 3door channel (1806*93*50mm)black | 3door | 44.6492
CAB142 | Bottom aluminium channel (4150*93*50mm)black | 0 | 102.764
CAB143 | Digital aluminium pvc plug 55mm grey | 0 | 0.97449
CAB144 | Digital aluminium pvc plug 55mm black | 0 | 0.97449
CAB146 | Bottom aluminium pvc plug 93mm black | 0 | 1.5946
CAB147 | advertising board 1door (603*265) white | 0 | 15.1193
CAB149 | advertising board 3door (1801*265) white | 0 | 45.0429
CAB150 | advertising board 4door (1801*265) white | 0 | 0
CAB151 | HM40-15w led light 1.236m | 1door-1pc,2door-1pcs,3door-2pcs | 18.6844
CAB152 | HM40-17w led light 1.436m | 1door-1pc,2door-1pcs,3door-2pcs | 22.5501
CAB153 | 1m wire cw clip | 0 | ~
CAB154 | PVC internal door frame 500mm | 2,3 glass door | 1.8795
CAB155 | PVC internal door frame 1397mm | 2,3 glass door | 5.2442
CAB156 | PVC internal door frame 510mm | 4d,6d upright | 1.9171
CAB157 | PVC internal door frame 692mm | 4d,6d upright | 2.6013
CAB158 | PVC internal door frame 293mm | 1.2m counter | 1.1014
CAB159 | PVC internal door frame 442mm | 1.5m counter | 1.6615
#REF! | #REF! | #REF! | #REF!
CAB161 | PVC internal door frame 458mm | 2.1m counter | 1.7216
CAB162 | PVC internal door frame 550mm | all counter | 2.0675
CAB163 | PVC internal door frame 3.1m | 0 | 11.6977
CAB164 | BLOWER COVER 500mm | 1door | ~
CAB165 | BLOWER COVER 700mm | 2door | ~
CAB166 | BLOWER COVER 1000mm | 3door | ~
CAB167 | BLOWER COVER 1400mm | 4door | ~
CAB168 | RH-4.2m WHITE DOOR HEATER (60°c) | 0 | 21.2615
CAB169 | RH-4.4m WHITE DOOR HEATER (60°c) | 0 | 22.1474
CAB170 | RH-4.5m WHITE DOOR HEATER (60°c) | 0 | 23.0333
CAB171 | RH-4.8m WHITE DOOR HEATER (60°c) | 0 | 24.8051
CAB172 | RH-4.9m WHITE DOOR HEATER (60°c) | 0 | 24.8051
CAB173 | RH-5.3m WHITE DOOR HEATER (60°c) | 0 | 26.5769
CAB174 | RH-5.5m WHITE DOOR HEATER (60°c) | 0 | 28.3487
CAB175 | RH-6.4m WHITE DOOR HEATER (60°c) | 0 | 32.7782
CAB176 | RH-6.8m WHITE DOOR HEATER (60°c) | 0 | 35.4359
CAB177 | RH-7m WHITE DOOR HEATER (60°c) | 0 | 35.4359
CAB178 | RH-8.2m WHITE DOOR HEATER (60°c) | 0 | 41.6371
CAB179 | RH-10.3m WHITE DOOR HEATER (60°c) | 0 | 52.2679
CAB180 | RH-10.4m WHITE DOOR HEATER (60°c) | 0 | 53.1538
CAB181 | RH-12.2m WHITE DOOR HEATER (60°c) | 0 | 62.0128
CAB182 | RH-15.5m WHITE DOOR HEATER (60°c) | 0 | 77.9589
CAB183 | RH-15.6m WHITE DOOR HEATER (60°c) | 0 | 79.7307
CAB184 | HAIER FRIDGE DOOR SWITCH | 0 | 6.9454
CAB185 | LS711 ABS NYLON HIDDEN HANDLE | 0 | 0.9922
CAB186 | SENSOR PROBE HOLDER | 0 | 0.35436
CAB187 | PU END CAP | 0 | 0.47248
CAB188 | PU END CAP | 0 | 0.47248
CAB189 | WATERPROOF TRANSPARENT PROTECTIVE COVER DISPLAY | 0 | 4.0498
CAB190 | SENSOR PROBE HOLDER | 0 | 0.40498
CAB191 | WIRE HOLDER | 0 | 1.0125
CAB192 | 4" PLASTIC VIDEO FAN GUARD | 0 | 1.6199
CAB193 | 6" PLASTIC VIDEO FAN GUARD | 0 | 2.8349
CAB194 | BLOWER FAN GUARD 200MM | 0 | 6.2997
CAB195 | CONDENSER FAN GUARD 200MM | 0 | 7.0872
CAB196 | Upper door hinges | 0 | 3.1499
CAB197 | Middle door hinges | 0 | 3.1499
CAB198 | Bottom door hinges | 0 | 3.1499
CAB199 | 3KG DEHUMIDIFIER | 0 | 1059.7947
CAB200 | HIGH 330 SIDEBOARD (BLACK/GREY) | 0 | 7.9731
CAB201 | 200mm FAN GUARD | 0 | 7.2447
CAB202 | 230mm FAN GUARD | 0 | 9.4496
CAB203 | EXTRA LONG ELBOW DRAIN PIPE FITTING 加长弯头出水嘴 | 0 | 2.1262
CAB204 | POST GUARD 大直座 | 0 | 1.4174
CAB205 | UPPER LEFT DOOR HINGES | 0 | 7.8746
CAB206 | UPPER RIGHT DOOR HINGES | 0 | 7.8746
CAB207 | MIDDLE LEFT DOOR HINGES | 0 | 7.8746
CAB208 | MIDDLE RIGHT DOOR HINGES | 0 | 7.8746
CAB209 | LOWER LEFT DOOR HINGES | 0 | 7.8746
CAB213 | LOWER RIGHT DOOR HINGES | 0 | 7.8746

## RACK
WELLER AIR-COND PARTS ENTERPRISE SDN BHD (613386-K)
DATE :5.12.25
USD RATE : | 4.25
Item code | DESC. | Dimension | Weight （kg） | lgths | quantity | total weight | RM | total rm | PICTURE | QTY-PCS | T-weight-KG | REORDER LEVEL | REORDER QTY
RAC001 | upright Post 立柱 | 11000*900*100*70*2.0 | 45.1 | 4.1 |  |  | 341.3583 |  | =DISPIMG("ID_4F4D5FD4221844B3BAC4C5FCB86F69E3",1) | 450 | 20295
RAC002 | Foot plate | 120*120 |  |  |  |  | 8.0611
RAC003 | 横 支 Bracing | 40*25*1.5 C型*828 | 0.9 | 2 |  |  | 6.8125 |  | =DISPIMG("ID_26C9986488344784A3A12DBC0C0B5F4D",1) | 750 | 675
RAC004 | 斜 支 Bracing | 40*25*1.5 C型*1030 | 1.13 | 10 |  |  | 8.5417 |  |  | 5000 | 5650
RAC005 | Upright Post Set | 612.6mm(230mm) | 6 | 62.3 | 10 | 623 | 459.0681 | 4590.681
RAC006 | Beam 横梁 | 2700*120*45*1.5 | 13.7 | 8 | 9 | 986.4 | 103.725 | 7468.2 | =DISPIMG("ID_5B50BE1DB98C4567993D6A5F26792F33",1) | 2000 | 27400
RAC007 | Beam 横梁 | 2460*100*45*1.5 | 12.6 | 8 |  | 0 | 95.375 | 0 |  | 2000 | 25200
RAC008 | row spacer 连接杆 | 250*60*40 | 1.1 | 6 | 10 | 66 | 10.02 | 601.2 | =DISPIMG("ID_0E87DF8BB7EC46E5880226BA3CE7A3E0",1) | 600 | 660 |  |  | 2m height install 1pcs
RAC009 | Post guard U型防撞柱 | H300 | 3.5 |  | 10 | 35 | 31.565 | 315.65 |  | 125 | 437.5
RAC010 | Pallet support 支撑梁 | 900*60*40 | 2.3 | 4 | 36 | 331.2 | 19.0182 | 2738.6182 | =DISPIMG("ID_6FC152D1CE6B42CB8D590A2DA910557B",1) | 8000 | 18400 |  |  | 4pcs per rack
RAC011 | Crash barrier 防撞栏 | L2050*H500 | 18.3 |  |  |  | 151.0364 | 0 | =DISPIMG("ID_65FA1E08635043859F11F6AEACBF64C9",1) | 50 | 915
RAC012 | Crash barrier 防撞栏 | L900*H500 | 10.8 |  |  |  | 89.1818 | 0 |  | 10 | 108
| 2ton above-rm800/ton ,install wood slab -rm500/ton |  |  |  |  | 2041.6 |  | 15714.3492 |  | Total:KG | 99740.5
below 2ton -rm1200-rm1500/ton

## Weiguang
WELLER AIR-COND PARTS ENTERPRISE SDN BHD (613386-K)
DATE :5.12.25
PRICE WILL UPDATE OR CHANGE EVERYWEEK DUE TO THE DATE
ITEM | MODEL | DECRIPTION | WATTS | RM | PICTURE
WEI001 | YWF4E-200-G (8") (1PH) (230V) | WEIGUANG AXIAL FAN SETS 1PH & 3PH (230V , 380V ~ 415V) | 40 | 133.0624
WEI002 | YWF4E-250-G (10") (1PH) (230V) |  | 50 | 136.6913
WEI002.1 | YWF2E-250-G (10") (1PH) (230V) 2500rpm |  | 50 | 136.6913
WEI003 | YWF4E-250B (10") (1PH) (230V) |  | 50 | 136.6913
WEI004 | YWF4E-300-G (12") (1PH) (230V) |  | 85 | 148.7879
WEI005 | YWF4E-300B (12") (1PH) (230V) |  | 85 | 148.7879
WEI005.1 | YWF2E-300-S (12") 7BLADE (230V) heavy 2m wire |  | 85 | 153.9185
WEI005.2 | YWF2D-300-S (12") 7BLADE (415V) heavy 2m wire |  | 85 | 153.9185
WEI005.3 | YWF2D-300-B (12") 7BLADE (415V) heavy |  | 85 | 153.9185
WEI005.4 | YWF2D-300-B (12") 7BLADE (1PH) wire 2m heavy |  | 85 | 153.9185
WEI005.5 | YWF2D-300-B (12") 7BLADE (3PH) wire 2m heavy |  | 85 | 153.9185
WEI006 | YWF4E-330-G (13") (1PH) (230V) |  | 95 | 165.7231
WEI007 | YWF4E-350-G (14") (1PH) (230V) |  | 140 | 191.1259
WEI008 | YWF4D-350-G (14") (3PH ) (415V) |  | 140 | 191.1259
WEI009 | YWF4E-400-G (16") (1PH) (230V) |  | 180 | 211.6901
WEI010 | YWF4D-400-G (16") (3PH ) (415V) |  | 180 | 211.6901
WEI011 | YWF6E-400-G (16") (1PH) (230V) 6poles |  | 108 | 211.6901
WEI012 | YWF6D-400-G (16") (3PH ) (415V) 6poles |  | 108 | 211.6901
WEI013 | YWF4E-450-G (18") (1PH) (230V) |  | 250 | 240.7219
WEI014 | YWF4D-450-G (18") (3PH ) (415V) |  | 250 | 240.7219
WEI015 | YWF6D-450-G (18") (3PH ) (415V) 6poles |  | 150 | 240.7219
WEI016 | YWF4E-500-G (20") (1PH) (230V) |  | 420 | 306.5878
WEI017 | YWF4D-500-G (20") (3PH ) (415V) |  | 450 | 306.5878
WEI018 | YWF6D-500-G (20") (3PH ) (415V) 6poles |  | 230 | 306.5878
WEI019 | YWF4D-550-G (22") (3PH ) (415V) |  | 600 | 364.107
WEI020 | YWF4D-600-G (24") (3PH ) (415V) |  | 780 | 447.5734
WEI021 | YWF4D-630-G (26") (3PH ) (415V) |  | 800 | 488.7018
WEI022 | YWF6D-710-G (28") (3PH ) (415V) |  | 900 | 1088.6921
WEI023 | YWF6D-800-G (32") (3PH ) (415V) |  | 1790 | 1442.4611
WEI023.1 | YWF4D-400-G (16") (3PH ) (415V) cw 1.55m wire |  | 180 | 211.6901
WEI023.2 | YWF4D-450-G (18") (3PH ) (415V) cw 1.5m wire |  | 250 | 240.7219
WEI023.3 | YWF4D-500-G (20") (3PH ) (415V) cw 1.5m wire |  | 450 | 306.5878
WEI023.4 | YWF4E-350-S-102/47 (14") (1PH) heavy duty | WEIGUANG heavy duty fan sets 1PH & 3PH (230V , 380V ~ 415V) | 165 | ~
WEI023.5 | YWF4D-350-S-102/47 (14") (3PH ) heavy duty |  | 165 | ~
WEI024 | YWF4E-400-J (16") (1PH) (230V) |  | 200 | 230.9347
WEI025 | YWF4D-400-J (16") (3PH ) (415V) |  | 200 | 230.9347
WEI025.1 | YWF4E-400-S-102/60 (16") (1PH) heavy duty |  | 205 | 286.9043
WEI025.2 | YWF4D-400-S-102/60 (16") (3PH ) heavy duty |  | 205 | 286.9043
WEI025.3 | YWF4D-450-S-137/35 (18") (3PH ) heavy duty 7 blade |  | 370 | 380.733
WEI026 | YWF4D-500S-145/6SA2-G (aluminum die cast) |  | 800 | 679.6078
WEI026.1 | YWF4D-500S 137/60-G (20") (3PH ) (415V) 7blade |  | 750 | 415.6824
WEI026.2 | YWF4D-630-B -168/80G (26") (3PH ) Heavy duty |  | 1900 | 903.9444
WEI026.3 | YWF4D-630S-180/105A2-G (aluminium die cast) |  | 2700 | 1493.8175
WEI026.4 | YWF4E-300-G (12") (1PH) (230V)S/S | WEIGUANG heavy duty fan sets 1PH & 3PH (230V , 380V ~ 415V)S/Steel fan blade & guard | 0 | 230.9347
WEI026.5 | YWF4D-300-G (12") (3PH) (415V)S/S |  | 0 | 230.9347
WEI026.6 | YWF2D-300-S (12") 7BLADE (415V)S/S heavy 2m wire |  | 0 | 232.2543
WEI026.7 | YWF4E-400-J (16") (1PH) (230V)S/S |  | 0 | 343.103
WEI026.8 | YWF4D-400-J (16") (3PH ) (415V)S/S |  | 0 | 343.103
WEI026.9 | YWF4D-500S 137/60-G (20") (3PH ) (415V)S/S 7blade |  | 0 | ~
WEI026.10 | YWF4D-630-B -168/80G (26") (3PH )S/S Heavy duty |  | 0 | ~
0 | YWF4E-250-T (10") (1PH) (230V) | WEIGUANG CYLINDER TYPE FAN SETS 1PH & 3PH (230V , 380V ~ 415V) | 50 | ~
0 | YWF4E-300-T (12") (1PH) (230V) |  | 85 | ~
0 | YWF4D-350-T (14") (3PH ) (415V) |  | 140 | ~
0 | YWF4D-400-T (16") (3PH ) (415V) |  | 180 | ~
0 | YWF4D-450-T (18") (3PH ) (415V) |  | 250 | ~
0 | YWF4D-500-T (20") (3PH ) (415V) |  | 450 | ~
0 | YWF4D-550-T (22") (3PH ) (415V) |  | 600 | ~
0 | YWF4D-630-T (26") (3PH ) (415V) |  | 800 | ~
0 | YWF4E-250-B (10") (1PH) (230V) | WEIGUANG end plate TYPE FAN SETS 1PH & 3PH (230V , 380V ~ 415V) | 50 | ~
0 | YWF4E-300-B (12") (1PH) (230V) |  | 85 | ~
0 | YWF4D-350-B (14") (3PH ) (415V) |  | 140 | ~
0 | YWF4D-400-B (16") (3PH ) (415V) |  | 180 | ~
0 | YWF4D-450-B (18") (3PH ) (415V) |  | 250 | ~
WEI027 | YWF4D-500-B 137/35-G (20") (3PH ) (415V) |  | 750 | 599.3654
WEI027.1 | YWF4D-550-B (22") (3PH ) (415V) |  | 600 | 664.9808
WEI028 | YWF4D-630S-180/100-B1 (26") (3PH )heavy duty plate |  | 1900 | 1583.3546
WEI028.1 | YWF4D-630S-180/75-B1 (26") (3PH )heavy duty plate |  | 1900 | 1191.623
WEI028.2 | YWF6D-800-180/75-B1 (32") (3PH ) heavy duty end plate |  | 1900 | 2043.9111
WEI029 | YWF6D-800-180/105-B1 (32") (3PH ) heavy duty plate |  | 1700 | 2111.4029
WEI029.1 | YWF6D-910S-180/120-B1 (36") (3PH) heavy duty plate |  | 2500 | 2309.3469
WEI029.2 | 16" AIR DIRECTOR | AIR DIRECTOR |  | 75.6206
WEI029.3 | 20" AIR DIRECTOR |  |  | 86.6768
WEI029.4 | YZF5-13B (5WATTS) 200MM | BEARING TYPE | 200 28° | 34.6746
WEI029.5 | YZF10-20B (10WATTS) 230MM |  | 230 28°,250 22° | 36.049
WEI029.7 | YZF18-30B (18WATTS) 300MM |  | 300 22° | 44.4636
WEI029.8 | YZF25-40B (25WATTS) 300MM |  | 300 25° | 58.4881
0 | H72 10WATTS FAN STAND |  |  | 1.746
0 | H109 18WATTS FAN STAND |  |  | 3.0952
WEI030 | YZF5-13 (5WATTS) 200MM | SHADED POLE MOTOR | 200 28° | 27.6597
WEI031 | YZF10-20 (10WATTS) 230MM |  | 230 28°,250 22° | 34.4515
WEI032 | YZF16-25 (16WATTS) 254MM |  | 250 28° | 39.1763
WEI033 | YZF18-30 (18WATTS) 300MM |  | 300 22° | 43.5074
WEI034 | YZF25-40 (25WATTS) 300MM |  | 300 25° | 50.7914
WEI034.1 | YZF34-45 (34WATTS) 300MM |  | 300 28° | 55.3193
WEI034.01 | ECM5310H (ec fan) 7/11w |  |  | 54.7645
WEI034.02 | 200mm PLASTIC RING |  |  | 11.7439
WEI034.03 | 8W EC Q FAN (Replacement 10w motor) |  |  | 35.2927
WEI034.2 | φ154 RING | RING |  | 8.0298
WEI034.3 | φ172 RING |  |  | 9.6026
WEI035 | φ200 RING |  |  | 10.4304
WEI035.1 | φ230 RING |  |  | 12.4172
WEI035.2 | φ254 RING |  |  | 13.1622
WEI035.3 | φ300 RING |  |  | 15.2317
WEI035.4 | φ154/H11 GUARD | FAN GUARD |  | 4.432
WEI035.5 | φ172/H11 GUARD |  |  | 5.1961
WEI036 | φ200/H50 GUARD |  |  | 8.908
WEI036.1 | φ230/H50 GUARD |  |  | 9.6281
WEI037 | φ254/H50 GUARD |  |  | 12.2445
WEI038 | φ300/H50 GUARD |  |  | 13.3021
WEI038.1 | φ154 BLADE | FAN BLADE |  | 1.8377
WEI038.2 | φ172 BLADE |  |  | 2.2514
WEI039 | φ200 BLADE 28° |  |  | 3.3346
WEI039.1 | φ230 BLADE 28° |  |  | 4.0891
WEI040 | φ250 BLADE 22° |  |  | 5.8415
WEI041 | φ300 BLADE 22° |  |  | 8.6345
WEI041.1 | YJF-12038HS 4" (sleeve bearing) | Video Fan (Sleeve (Bearing type) |  | 21.5765
WEI042 | YJF-12038HB 4" (Bearing type) | Video Fan (Bearing type) |  | 27.0691
WEI042.1 | VIDEO FAN GUARD 4" |  |  | 1.255
WEI043 | YJF15050HB 6" (Bearing type) | Video Fan (Bearing type) |  | 53.9413
WEI044 | YZF-3206 (17watts) | Shaded pole motor c/w 124mm fan blade |  | 40.1606
WEI055 | YWF.A4T-600S-5DIA00(24")(3PH 415V) |  | 5blade | 498.8056
WEI058 | YWF.A6T-710S-7DIS00(28")(3PH 415V) |  | 1100 | 1085.8953
WEI059 | YWF.A6T-800S-7DIS00(32")(3PH 415V) |  | 1400 | 1368.4047
WEI060 | YWF.A6T-710S-7FIS01(28")(3PH 415V) |  | 1100 c/w plate | 1302.1032
WEI061 | YWF.A6T-800S-7FIS10(32")(3PH 415V) |  | 1400 c/w plate | 1606.7719
PRICE VALID : For intend order only and ex-factory at K.L price
*PRICE WILL BE CHANGE ON THE FINAL PAYMENT DUE TO THE CURRENCY RATE
*PLEASE EMAIL OR FAX OVER THE BANK IN SLIP
BANK ACC :HONG LEONG BANK BHD 36600016285 , PUBLIC BANK BHD 3119617816
BENEFICIARY :WELLER AIR-COND PARTS ENTERPRICE SDN BHD

## ZIEHL
WELLER AIR-COND PARTS ENTERPRISE SDN BHD (613386-K)
DATE :5.12.25
ITEM CODE | GUARANTEE GENUINE GERMANY FAN SETS | PH & Voltage | BRAND | 1Pallet quantity | RM | PICTURE
ZI 001.1 | (16") FN040-VDK Ziehhlabegg fan (1PH) | 1PH (230V) | Ziehhlabegg | 28 | 519.4444
ZI001 | (16") FN040-VDK Ziehhlabegg fan (3ph) | 3PH (415V) |  | 28 | ~
ZI002 | (20") FN050-VDK Ziehhlabegg fan | 3PH (415V) |  | 28 | ~
ZI003 | (26") FN063-VDK Ziehhlabegg fan | 3PH (415V) |  | 6 | ~
ZI005 | (32") FN080-sDQ Ziehhlabegg fan (6poles) | 3PH (415V) |  | 6 | ~
ZI 8 | (26") FB063-VDK Ziehhlabegg fan | 3PH (415V) |  |  | 1507.5077
ZI005.1 | 12" EBM FAN SET (1PH) | 1PH (230V) | EBM |  | ~
ZI005.2 | 14" EBM FAN SET (1PH) | 1PH (230V) |  |  | ~
ZI005.3 | 14" EBM FAN SET (3PH) | 3PH (415V) |  |  | 376.4766
ZI006 | 16" EBM FAN SET (1PH) | 1PH (230V) |  | 45 | 487.9449
ZI007 | 16" EBM FAN SET (3PH) | 3PH (415V) |  | 46 | ~
ZI007.1 | 18" EBM FAN SET (3PH) | 3PH (415V) |  |  | ~
ZI008 | 20" EBM FAN SET (3PH) | 3PH (415V) |  | 47 | ~
ZI009 | 26" EBM FAN SET (3PH) | 3PH (415V) |  | 48 | 1993.1114
ZI010 | 32" EBM FAN SET (3PH) c/w end plate(800mm) | 3PH (415V) |  |  | 2867.5086
ZI010.1 | 36" EBM FAN SET (3PH) c/w end plate(910mm) | 3PH (415V) |  |  | ~
ZI011 | 10watts ebm fan motor (M4Q045CA03A4/C01) | 0 |  |  | ~
ZI012 | 18watts ebm fan motor (M4Q045DA13A4/C01) | 0 |  |  | ~
PRICE VALID : Ex-factory at K.L price
*PRICE WILL BE CHANGE ON THE FINAL PAYMENT DUE TO THE CURRENCY RATE
*PLEASE EMAIL OR FAX OVER THE BANK IN SLIP
BANK ACC :HONG LEONG BANK BHD 36600016285 , PUBLIC BANK BHD 3119617816
BENEFICIARY :WELLER AIR-COND PARTS ENTERPRICE SDN BHD
COMPUTER PRINT GENERATE ONLY

## QC
WELLER AIR-COND PARTS ENTERPRISE SDN BHD (613386-K)
DATE :5.12.25
PRICE WILL UPDATE OR CHANGE EVERYWEEK DUE TO THE DATE
ITEM CODE | NEW QC UNIT BLOWER (FREEZER) MODEL | DECRIPTION | COMPRESSOR TO MATCH | BTU/HR td7 | kW td7 | Flowrate meter | Dimension (mm) | Voltage | Heater pcs | Heater KW | Size outlet copper p-trap | (Frezzer) TEX (R22) -25c orifice no | (Frezzer) TES (R404) -25c orifice no | (RM) axial fan | Axial fan c/w exp valve ,p trap | (RM)aluminium heavy duty fan | heavy fan c/w p trap and exp valve | PICTURE
QC001 | CL301C4 | FREEZER - 5'C ~ - 25'C ( 7mm ~ 9mm Fin Spacing) Unit blower with EBM / AXIAL FAN SETS | MT22,CS11,zb15 | 4778.2 | 1.4 | 9 | 1x300 | 230 | 3 | 1.5 | 0.875 | 1 / RCX0834 | 1 / RCX0834 | 1416.995 | 1713.298 | ~ | ~
QC002 | CL302C3 |  | MT32-MT36,ZB19 | 6826 | 2 | 9 | 2x300 | 230 | 3 | 2.4 | 0.875 | 2 / RCX1234 | 2 / RCX1034 | 1855.2405 | 2151.5435 | ~ | ~
QC003 | CL302C4 |  | MT40-MT44,ZB21 | 7849.9 | 2.3 | 9 | 2x300 | 230 | 3 | 2.4 | 0.875 | 2 / RCX1634 | 3 / RCX1534 | 1996.7548 | 2293.0578 | ~ | ~
QC004 | CL302C6 |  | MT50-MT64,ZB29,ZB38 | 10239 | 3 | 8 | 2x300 | 230 | 5 | 4 | 1.125 | 3 / RCX2434 | 3 / RCX1534 | 2536.8462 | 2850.4703 | ~ | ~
QC005 | CL303C4 |  | MT50-MT64,ZB29,ZB38 | 12628.1 | 3.7 | 9 | 3x300 | 230 | 3 | 6 | 1.125 | 4 / RCX3134 | 4 / RCX2034 | 2671.2903 | 2984.9144 | ~ | ~
QC006 | CL303C6 |  | 4DES5Y,MT100,ZB45 | 15699.8 | 4.6 | 9 | 3x300 | 230 | 5 | 6 | 1.125 | 5 / RCX4734 | 6 | 3398.3364 | 3711.9605 | ~ | ~
QC006.1 | CL304C6 |  | 4CES6YY,MT125,ZB48 | 21501.9 | 6.3 | 9 | 4x300 | 230 | 5 | 6 | 1.125 | TEX5-1 / SCX0645 | TES5-1 / TGES5 | 4078.0651 | 4719.5426 | ~ | ~
QC007 | CL401C3 |  | MT28,ZB15 | 6826 | 2 | 12 | 1x400 | 230 | 3 | 1.5 | 0.875 | 1 / RCX0834 | 1 / RCX0834 | 1618.3874 | 1914.6904 | 1946.2324 | 2242.5354
QC008 | CL401C4 |  | MT32,ZB19 | 7849.9 | 2.3 | 12 | 1x400 | 230 | 3 | 1.5 | 0.875 | 2 / RCX1234 | 2 / RCX1034 | 1767.6915 | 2063.9945 | 2095.5365 | 2391.8395
QC009 | CL401C5 |  | MT40,ZB21 | 9897.7 | 2.9 | 12 | 1x400 | 230 | 5 | 2.5 | 0.875 | 3 / RCX2434 | 3 / RCX1534 | 1993.5951 | 2289.8981 | 2321.4401 | 2617.7431
QC010 | CL401C6 |  | MT50,ZB26 | 10580.3 | 3.1 | 12 | 1x400 | 230 | 5 | 2.5 | 0.875 | 3 / RCX2434 | 3 / RCX2034 | 2188.3396 | 2484.6426 | 2516.1846 | 2812.4876
QC010.1 | CL402C3 |  | MT64,ZB29 | 12628.1 | 3.7 | 14 | 2x400 | 415 | 3 | 3 | 1.125 | 3 / RCX2434 | 3 / RCX2034 | 2521.5795 | 2835.2036 | 3177.2695 | 3490.8936
QC011 | CL402C4 |  | MT80,CS33,ZB38 | 16041.1 | 4.7 | 14 | 2x400 | 415 | 3 | 3 | 1.125 | 4 / RCX3134 | 3 / RCX2034 | 2803.3099 | 3116.9339 | 3458.9999 | 3772.6239
QC012 | CL402C5 |  | 4EES4Y,MT100,ZB45 | 19795.4 | 5.8 | 14 | 2x400 | 415 | 5 | 5 | 1.125 | 4 / RCX3134 | 4 | 3160.3414 | 3473.9655 | 3816.0314 | 4129.6555
QC013 | CL402C6 |  | 4DES5Y,MT125,ZFI23,ZB48 | 21501.9 | 6.3 | 14 | 2x400 | 415 | 5 | 5 | 1.125 | 5 / RCX4734 | 5 zfi | 3471.9326 | 3785.5567 | 4127.6226 | 4441.2467
QC013.1 | CL403C4 |  | 4CES6Y,MT125,ZFI26,ZB58 | 25597.5 | 7.5 | 15 | 3x400 | 415 | 3 | 7.5 | 1.125 | 6 | 5 zfi,6 | 4036.2693 | 4349.8934 | 5019.8043 | 5333.4284
QC014 | CL403C5 |  | 4TES9Y,MT160,ZFI31 | 29351.8 | 8.6 | 15 | 3x400 | 415 | 5 | 7.5 | 1.125 | 6 / SCX0645 | TES2-6 /TGES5 | 4466.0055 | 5107.4831 | 5440.4524 | 6081.93
QC015 | CL403C6 |  | 4PES12Y,ZFI36 | 33447.4 | 9.8 | 15 | 3x400 | 415 | 5 | 7.5 | 1.375 | 6 / SCX0645 | TES2-6 /TGES5 | 4989.2191 | 5665.7416 | 5972.7541 | 6649.2766
QC016 | CL404C6 |  | 4NES14Y,ZFI39 | 41297.3 | 12.1 | 16 | 4x400 | 415 | 5 | 9 | 1.375 | TEX5-1 / TCLE5HW / SCX0645 | TES5-1 /TGES5 | 6253.3377 | 6929.8602 | 7564.7176 | 8241.2402
QC018 | NT501C6 |  | 4CES6Y,MT125,ZFI26 | 26962.7 | 7.9 | 26 | 1X500 | 415 | 6 | 9 | 1.125 | 6 | 6 /5 zfi | 4610.6885 | 5201.2552 | 4841.0996 | 5431.6662
QC019 | NT501C8 |  | 4TES9Y,ZFI31,ZFI36 | 30034.4 | 8.8 | 26 | 1X500 | 415 | 6 | 9 | 1.375 | 6 | TES2-6 /TGES5 | 5303.9377 | 5926.768 | 5534.3488 | 6157.179
QC020 | NT502C4 |  | 4PES12Y,ZFI39 | 42662.5 | 12.5 | 26 | 2X500 | 415 | 6 | 9 | 1.375 | TEX5-1 / TCLE5HW / RCX4734 | TES5-1 ZFI /TGES5 | 6312.274 | 6954.1519 | 6773.0961 | 7414.9739
QC021 | NT502C5 |  | 4NES14Y,ZFI50 | 48464.6 | 14.2 | 26 | 2x500 | 415 | 6 | 9 | 1.375 | TEX5-2 / TCLE7.5HW / SCX0645 | TES5-1 ZFI /TGES7.5 | 7280.4323 | 7922.3102 | 7741.2544 | 8383.1323
QC022 | NT502C6 |  | 4HE18Y,ZFI59,ZFI68 | 54608 | 16 | 26 | 2x500 | 415 | 6 | 9 | 1.375 | TEX5-2 / TCLE7.5HW / SCX0845 | TES5-2 ZFI /SCX0857/TGES7.5 | 7860.1321 | 8502.01 | 8320.9542 | 8962.832
QC023 | NT502C8 |  | 4GE23Y,ZFI81 | 61434 | 18 | 26 | 2x500 | 415 | 6 | 9 | 1.625 | TEX5-3 / TCLE10HW / SCX1057 | TES5-3 /SCX0957/TGES9,TES5-2 ZFI | 9527.4394 | 10216.943 | 9916.6225 | 10606.1261
QC023.1 | NT503C5 |  | 4FE25Y / 4GE23Y,ZFI81 | 72000 | 21.0958 | 26 | 3X500 | 415 | 6 | 14.4 | 1.625 | TEX5-4 / TCLE12HW / SCX1257 | TES5-4 /SCX0957/TGES11,TES5-3 ZFI | 10226.1276 | 10915.6311 | 10912.5796 | 11602.0832
QC024 | NT503C6 |  | S6H-20.2Y / 6HE28Y,ZFI81 | 81912 | 24 | 26 | 3x500 | 415 | 6 | 14.4 | 1.625 | TEX5-4 / TCLE12HW / SCX1257 | TES5-4/ TGES13 | 11554.0583 | 12435.5715 | 12245.2914 | 13126.8046
QC025 | NT503C8 |  | 6GE34Y,ZFI96 | 93857.5 | 27.5 | 26 | 3x500 | 415 | 6 | 14.4 | 2.125 | TEX5-4 / TJLE14HW / SCX1457 | TES12-5 ZFI/ TGES13 | 13992.3831 | 14973.0133 | 14683.6162 | 15664.2464
QC025.1 | NT504C6 |  | 6GE34Y,ZFI122 | 115000 | 33.6947 | 30 | 4x500 | 415 | 6 | 16.2 | 2.125 | TEX5-4 / TJLE14HW / SCX1457 | TES12-5 ZFI/ TGES13 | 16320.2833 | 17300.9136 | 17241.9274 | 18222.5577
QC026 | NT504C8 |  | 6FE44Y/S6F-30.2,ZFI140 | 122868 | 36 | 30 | 4x500 | 415 | 6 | 16.2 | 2.125 | TEX12-5 / TJLE14HW / SCX1457 | TES12-6 ZFI/ TGES18 | 17474.9018 | 18455.5321 | 18042.7498 | 19023.38
QC001 | CL301C4H | CHILLER +15'C ~ 0'C ( 6mm Fin Spacing) Unit blower with EBM / AXIAL FAN SETS W/O HEATER | MT18,KCJ484 | 10900 | 3.1937 | 9 | 1x300 | 230 |  | ~ | ~ | 1 / RCX1234 | 1 / RCX0834 | 1311.833 | 1548.0255 | ~ | ~
QC002 | CL302C3H |  | MT22,CS11,zb15 | 14600 | 4.2778 | 9 | 2x300 | 230 |  | ~ | ~ | 1 / RCX1234 | 2 / RCX1034 | 1711.1296 | 1947.3221 | ~ | ~
QC003 | CL302C4H |  | MT32,ZB19,CS13 | 18300 | 5.3619 | 9 | 2x300 | 230 |  | ~ | ~ | 2 / RCX1634 | 3 / RCX1534 | 1852.6439 | 2088.8364 | ~ | ~
QC004 | CL302C6H |  | MT40,ZB21,CS20 | 25800 | 7.5593 | 8 | 2x300 | 230 |  | ~ | ~ | 2 / RCX1634 | 3 / RCX1534 | 2296.6613 | 2532.8539 | ~ | ~
QC005 | CL303C4H |  | MT50,ZB29,CS27 | 30400 | 8.9071 | 9 | 3x300 | 230 |  | ~ | ~ | 3 / RCX2434 | 4 / RCX2034 | 2476.5458 | 2712.7383 | ~ | ~
QC006 | CL303C6H |  | MT64,ZB38,CS33 | 44800 | 13.1263 | 9 | 3x300 | 230 |  | ~ | ~ | 4 / RCX3134 | 5 / RCX3034 | 3073.7623 | 3309.9548 | ~ | ~
QC006.1 | CL304C6H |  | MT80,ZB45,CR72 | 63600 | 18.6346 | 9 | 4x300 | 230 |  | ~ | ~ | 5 / RCX4734 | 6 / SCX0445 | 3708.0506 | 3944.2431 | ~ | ~
QC007 | CL401C3H |  | MT22,CS11,zb15 | 10900 | 3.1937 | 12 | 1x400 | 230 |  | ~ | ~ | 1 / RCX1234 | 1 / RCX0834 | 1513.2254 | 1749.4179 | 1841.0704 | 2077.2629
QC008 | CL401C4H |  | MT32,ZB19,CS13 | 14600 | 4.2778 | 12 | 1x400 | 230 |  | ~ | ~ | 1 / RCX1234 | 2 / RCX1034 | 1662.5295 | 1898.722 | 1990.3745 | 2226.567
QC009 | CL401C5H |  | MT36,ZB21,CS17 | 18300 | 5.3619 | 12 | 1x400 | 230 |  | ~ | ~ | 2 / RCX1634 | 3 / RCX1534 | 1818.3251 | 2054.5176 | 2146.1701 | 2382.3626
QC010 | CL401C6H |  | MT40,ZB21,CS20,CS24 | 25800 | 7.5593 | 12 | 1x400 | 230 |  | ~ | ~ | 3 / RCX2434 | 3 / RCX1534 | 2013.0696 | 2249.2621 | 2340.9146 | 2577.1071
QC010.1 | CL402C3H |  | MT44,ZB29,CS24,CS27,cr42 | 27645.3 | 8.1 | 14 | 2x400 | 415 |  | ~ | ~ | 3 / RCX2434 | 3 / RCX1534 | 2361.889 | 2598.0815 | 3017.579 | 3253.7715
QC011 | CL402C4H |  | MT50,ZB29,CS27,cr47 | 30400 | 8.9071 | 14 | 2x400 | 415 |  | ~ | ~ | 3 / RCX2434 | 3 / RCX2034 | 2643.6194 | 2879.8119 | 3299.3094 | 3535.5019
QC012 | CL402C5H |  | MT64,ZB38,CS33,cr62 | 44800 | 13.1263 | 14 | 2x400 | 415 |  | ~ | ~ | 4 / RCX3134 | 4 / RCX3034 | 2894.1906 | 3130.3832 | 3549.8806 | 3786.0732
QC013 | CL402C6H |  | MT80,ZB45,CR72 | 63600 | 18.6346 | 14 | 2x400 | 415 |  | ~ | ~ | 5 / RCX4734 | 5 | 3205.7818 | 3441.9744 | 3861.4718 | 4097.6644
QC013.1 | CL403C4H |  | MT80,ZB48 | 64847 | 19 | 15 | 3x400 | 415 |  | ~ | ~ | 6 / RCX4734 | 5 | 3814.2606 | 4050.4531 | 4797.7956 | 5033.9881
QC014 | CL403C5H |  | MT100,ZB58 | 66000 | 19.3378 | 15 | 3x400 | 415 |  | ~ | ~ | 6 / TCLE5HW / SCX0645 | 6 | 4095.991 | 4332.1835 | 5070.4379 | 5634.4839
QC015 | CL403C6H |  | MT125,ZB76 | 82100 | 24.0551 | 15 | 3x400 | 415 |  | ~ | ~ | TEX5-1 / TCLE5HW / SCX0645 | 6 | 4619.2045 | 4855.3971 | 5602.7395 | 6166.7855
QC016 | CL404C6H |  | MT144/4VES10Y,ZB95 | 93400 | 27.366 | 16 | 4x400 | 415 |  | ~ | ~ | TEX5-2 / TCLE7.5HW / SCX0845 | TES5-2 / SCX0857/TGES7.5 | 5721.036 | 6285.082 | 7032.416 | 7596.462
QC018 | NT501C6H |  | MT100,ZB58 | 66000 | 19.3378 | 26 | 1X500 | 415 |  | ~ | ~ | 6 / TCLE5HW / SCX0645 | 6 | 4345.3414 | 4864.6219 | 4575.7525 | 5095.0329
QC019 | NT501C8H |  | MT125,ZB76 | 82100 | 24.0551 | 26 | 1X500 | 415 |  | ~ | ~ | TEX5-1 / TCLE5HW / SCX0645 | TES5-2 /TGES7.5 | 5038.5906 | 5557.8711 | 5269.0017 | 5788.2821
QC020 | NT502C4H |  | MT160/4VES10Y | 90800 | 26.6042 | 26 | 2X500 | 415 |  | ~ | ~ | TEX5-2 / TCLE7.5HW / SCX0845 | TES5-3 / SCX0857/TGES9 | 5903.496 | 6422.7765 | 6364.3181 | 6883.5985
QC021 | NT502C5H |  | 4TES12Y,ZB95 | 106500 | 31.2042 | 26 | 2x500 | 415 |  | ~ | ~ | TEX5-2 / TCLE7.5HW / SCX0845 | TES5-3 / SCX0857/TGES9 | 6871.6544 | 7390.9348 | 7332.4764 | 7851.7569
QC022 | NT502C6H |  | 4PES15Y,ZB114 | 120000 | 35.1597 | 26 | 2x500 | 415 |  | ~ | ~ | TEX5-3 / TCLE10HW / SCX1057 | TES5-4 / SCX0957/TGES11 | 7451.3541 | 7970.6346 | 7912.1762 | 8431.4566
QC023 | NT502C8H |  | 4NES20Y,ZB130 | 140000 | 41.0196 | 26 | 2x500 | 415 |  | ~ | ~ | TEX5-4 / TCLE12HW / SCX1257 | TES12-5 /TGES13 | 9118.6615 | 9637.9419 | 9507.8446 | 10027.125
QC023.1 | NT503C5H |  | 4JE22Y,ZB130 | 150000 | 43.9496 | 26 | 3x500 | 415 |  | ~ | ~ | TEX5-4 / TCLE12HW / SCX1257 | TES12-5 /TGES13 | 9638.061 | 10157.3415 | 10324.5131 | 10843.7935
QC024 | NT503C6H |  | 4HE25Y,ZB190 | 167000 | 48.9306 | 26 | 3x500 | 415 |  | ~ | ~ | TEX5-4 / TJLE14HW / SCX1457 | TES12-5 /TGES13 | 10965.9918 | 11677.2819 | 11657.2249 | 12368.5149
QC025 | NT503C8H |  | 4GE30Y,ZB220 | 204000 | 59.7715 | 26 | 3x500 | 415 |  | ~ | ~ | TEX12-5 / TJLE18HW | TES12-6/TGES18 | 13404.3165 | 14115.6066 | 14095.5496 | 14806.8397
QC025.1 | NT504C6H |  | 6HE35Y | 235000 | 68.8544 | 30 | 4x500 | 415 |  | ~ | ~ | TEX12-5 / TJLE18HW | TES12-6/TGES18 | 15595.9574 | 16307.2475 | 16517.6016 | 17228.8916
QC026 | NT504S8H |  | 6GE40Y | 255000 | 74.7143 | 30 | 4x500 | 415 |  | ~ | ~ | TEX12-5 / TJLE18HW | TES12-7/TGES21 | 16750.5759 | 17461.866 | 17318.4239 | 18029.714
QC027 | NT632T6 | Blast frezzer -5'C ~-40'C (9/18mm Fin Spacing)EBM fan sets, water defrost available,hot gas defrost and heater defrost available | S6H-20.2Y | 53925.4 | 15.8 | 41 | 2x630 | 415 |  | 16.2 | 1.625 | TEX5-3 / TCLE10HW / SCX1057 | TES5-4 /SCX0957 | 12328.153 | 13017.6565 | 13339.0427 | 14028.5462
QC028 | NT632T8 |  | S6G-25.2Y-S6F-30.2 | 64164.4 | 18.8 | 41 | 2x630 | 415 |  | 16.2 | 2.125 | TEX5-4 / TCLE12HW / SCX1257 | TES12-5 -60c | 14479.616 | 15587.2304 | 15509.5533 | 16617.1677
QC029 | NT632T8L |  | S6G-25.2Y-S6F-30.2 | 70307.8 | 20.6 | 41 | 2x630 | 415 |  | 16.2 | 2.125 | TEX5-4 / TCLE12HW / SCX1257 | TES12-5 -60C | 16284.4544 | 17392.0688 | 17314.3917 | 18422.0061
QC030 | NT802T8 |  | S6F-30.2Y | 78157.7 | 22.9 | 41 | 2x800 | 415 |  | 16.2 | 2.125 | TEX5-4 / TCLE12HW / SCX1257 | TES12-5 -60c | 18920.3114 | 20027.9258 | 19038.1542 | 20145.7686
QC031 | NT802T8L |  | S6H-20.2Y X 2 | 105803 | 31 | 41 | 2x800 | 415 |  | 16.2 | 2.125 | 0 | 0 | 21992.1225 | 23099.7369 | 22109.9653 | 23217.5797
QC031.1 | NT803T8 |  | S6F-30.2Y | 128670.1 | 37.7 | 41 | 3x800 | 415 |  | 24.3 | 2.125 | 0 | 0 | 35209.1246 | 36316.739 | 35385.8888 | 36493.5032
QC031.2 | NT633T6 |  | S6F-30.2Y | 81229.4 | 23.8 | 41 | 3x630 | 415 |  | 24.3 | 2.125 | TEX5-4 / TJLE14HW / SCX1457 | TES12-5 -60c | 16479.5693 | 17587.1837 | 19550.8188 | 20658.4332
QC031.3 | NT633T8 |  | S6F-30.2Y | 98635.7 | 28.9 | 41 | 3x630 | 415 |  | 24.3 | 2.125 | TEX12-6 / TER 22HW | TES12 -60c -7 | 20671.3364 | 21778.9508 | 22216.2424 | 23323.8568
QC031.4 | NT634T8 |  | S6F-30.2Y X2 | 0 | 0 | 0 | 4x630 | 415 |  | 0 | 0 | 0 | TES12-5 -60c *2pcs | 24341.0641 | 26286.9527 | 26400.9387 | 28568.5484
QC031.7 | NF636T6W |  | 0 | 0 | 46 | 0 | 6x630 | 0 |  | 0 | 0 | 0 | TES12-6 -60c *2pcs | 36258.3546 | 38425.9643 | 0 | 0
QC031.8 | NF636T8W |  | 0 | 0 | 56 | 0 | 6x630 | 0 |  | 0 | 0 | 0 | TES12-7 -60c *2pcs | 43836.2854 | 46003.8951 | 0 | 0
0 | NT804T8 |  | S6F-30.2Y X2 | 0 | 0 | 0 | 4x800 | 0 |  | 0 | 0 | 0 | TES12-5 -60c *2pcs | 32314.0595 | 34259.9481 | 43861.7164 | 46029.3261
QC32 | ND301C4 | +0'C ~- 8'C (6mm Fin Spacing) usage for processing empty room with heater defrost c/w Axial fan sets | MT22 -MT32 | 15017.2 | 4.4 | 7 | 1x300 | 415 |  | 1 | ~ | 2 / RCX1634 | 2 / RCX1034 | 1780.9333 | 2036.4756
QC33 | ND302C4 |  | MT36 - MT50 | 30034.4 | 8.8 | 7 | 2x300 | 415 |  | 1.6 | ~ | 3 / RCX2434 | 3 / RCX1534 | 2575.7793 | 2831.3216
QC34 | ND303C4 |  | MT64 | 42321.2 | 12.4 | 7 | 3x300 | 415 |  | 2.4 | ~ | 4 / RCX3134 | 4 / RCX2034 | 3310.8625 | 3566.4048
0 | ND304C4 |  | MT80 | 55973.2 | 16.4 | 7 | 4x300 | 415 |  | 3 | ~ | 5 / RCX4734 | 5 / RCX3034 | 5008.0895 | 5263.6318
0 | ND305C4 |  | MT100 | 68942.6 | 20.2 | 7 | 5x300 | 415 |  | 3.6 | ~ | 6 / TCLE5HW / SCX0645 | 6 | 6334.8633 | 6590.4056
0 | ND452C4 | +0'C ~-8'C (6mm Fin Spacing) usage for processing empty room with heater defrost c/w Axial fan sets 6pole | MT80 | 34130 | 10 | 12 | 2x450 | 415 |  | 7.2 | ~ | 0 | 0 | ~ | ~
0 | ND452C6 |  | MT100 - MT125 | 40273.4 | 11.8 | 12 | 2x450 | 415 |  | 7.2 | ~ | 0 | 0 | ~ | ~
0 | ND453C4 |  | MT144 - MT160 | 50512.4 | 14.8 | 12 | 3x450 | 415 |  | 10.8 | ~ | 0 | 0 | ~ | ~
0 | ND453C6 |  | 4PCS-15.2 | 66212.2 | 19.4 | 12 | 3x450 | 415 |  | 10.8 | ~ | 0 | 0 | ~ | ~
0 | ND454C6 |  | 4NCS-20.2 | 84642.4 | 24.8 | 12 | 4x450 | 415 |  | 14.4 | ~ | 0 | 0 | ~ | ~
QC032 | CE301C4 | FREEZER - 5'C ~ - 25'C ( 6mm Fin Spacing) Unit blower with AXIAL FAN SETS | WJ5510 | 3071.7 | 0.9 | 8 | 1x300 | 230 |  | 1 | ~ | 0 / RCX0834 | 1 / RCX0834 | 1039.8738 | 1436.1659
QC066 | CAE301C4 | FREEZER - 5'C ~ - 25'C ( 6mm Fin Spacing) Unit blower with AXIAL FAN SETS | MT18-MT22 | 4095.6 | 1.2 | 8 | 1x300 | 230 |  | 1 | ~ | 0 / RCX0834 | 1 / RCX0834 | 1084.0983 | 1484.2029
QC067 | CAE301C6 |  | MT32 | 5802.1 | 1.7 | 8 | 1x300 | 230 |  | 1.5 | ~ | 1 / RCX1234 | 1 / RCX0834 | 1222.7481 | 1634.8053
QC068 | CAE302C3/C4N |  | MT36 | 7508.6 | 2.2 | 10 | 2x300 | 230 |  | 2 | ~ | 1 / RCX1234 | 2 / RCX1034 | 1614.7925 | 2060.6466
QC069 | CAE302C4/C5N |  | MT40 | 8873.8 | 2.6 | 9 | 2x300 | 230 |  | 2 | ~ | 2 / RCX1634 | 3 / RCX1534 | 1758.2234 | 2216.4422
QC070 | CAE302C6 |  | MT50-MT64 | 10580.3 | 3.1 | 9 | 2x300 | 230 |  | 3 | ~ | 2 / RCX1634 | 3 / RCX1534 | 2052.2566 | 2535.8231
QC071 | CAE303C4/C5N |  | MT64 | 12286.8 | 3.6 | 11 | 3x300 | 230 |  | 3 | ~ | 3 / RCX2434 | 4 / RCX2034 | 2489.7208 | 3010.9997
QC072 | CAE303C6 |  | MT80 | 16723.7 | 4.9 | 10 | 3x300 | 230 |  | 4.5 | ~ | 4 / RCX3134 | 5 / RCX3034 | 2914.0371 | 3471.895
QC073 | CAE304C6 |  | MT100 | 18771.5 | 5.5 | 10 | 4x300 | 230 |  | 0 | 0 | 5 / RCX4734 | 6 / RCX3034 | 3579.7954 | 4195.0462
Orifice no | TX,TS rated capacity in ton
| R22 | R404A,507 | R407C
0 | 0.51 | 0.37 | 0.53
1 | 0.99 | 0.75 | 1.04
2 | 1.34 | 1.05 | 1.41
3 | 2.27 | 1.79 | 2.4
4 | 3.45 | 2.83 | 3.67
5 | 4.76 | 3.71 | 4.86
6 | 5.6 | 4.42 | 5.82
Orifice no | TEX5,TES5 rated capacity in ton
| R22 | R404A,507 | R407C
0.5 | 2.97 | 2.33 | 3.06
1 | 5.46 | 4.26 | 5.6
2 | 7.51 | 5.86 | 7.77
3 | 9.66 | 7.51 | 9.94
4 | 13.1 | 10.2 | 13.5
tes12 (5) | 16.3 | 14.5 | 15.9
tes12 (6) | 21.8 | 18.3 | 21.1

## Heat plate
WELLER AIR-COND PARTS ENTERPRISE SDN BHD (613386-K)
DATE :5.12.25
ITEM CODE | MODEL | DESCRIPTION | Power(HP) | L*W*T (mm) | Water flow rate M3/H | CONNECTION | Power of pump(kw) | RM | COMPRESSOR MODEL | BRAND | HP | C/W Condenser sets | Water chiller with heat plate only(RM)
HEAT001 | EATB15-12 | HEAT PLATE EXCHANGER FOR WATER CHILLER 0.75HP TILL 300HP | 0.3 | 220*76*35 | 0.22 | 4-φ 1/2",1/2" (2hp ~5hp) | 0 | 435.6628
HEAT002 | EATB15-16 |  | 0.4 | 220*76*44 | 0.22 | 4-φ 5/8",1/2" (4hp ~ 7hp) | 0 | 482.8083
HEAT003 | EATB15-20 |  | 0.5 | 220*76*51 | 0.22 | 4-φ 5/8",5/8" (8hp ~ 12hp) | zfi20~zfi39 | 529.7613
HEAT004 | EATB25-12 |  | 0.75 | 297*124*34 | 0.33 | Freon 5/8,7/8 (30hp sub cooler) | zfi50-zfi81 | 882.1017
HEAT004.01 | EATB25-D-44 |  | 0 | 297*124*116 | sub cooler | 40hp screw,ZFI96-144 (3/4",3/4") | scx4734 / scx0445 zfi96-140 | 1576.9271
HEAT004.02 | EATB52-D-16 |  | 0 | 527*112*50 | sub cooler | 30-40HP (3/4",1 1/8") | scx4734 / scx0445 | 1106.6882
HEAT004.03 | EATB52-D-30 |  | 0 | 527*112*83 | sub cooler | 50-60HP (7/8",1 1/8") | scx0645 / scx0545 | 1639.6972
HEAT004.04 | EATB52-D-40 |  | 0 | 527*112*106 | sub cooler | 70-80HP (7/8",1 1/8") | scx0845 / scx 0857 | 2020.1549
HEAT005 | EATB25-24 |  | 2 | 297*124*62 | 0.86 | Freon 5/8,7/8 water 1" | 0.37 | 638.2556
HEAT006 | EATB25-32 |  | 3 | 297*124*81 | 1.28 | Freon 5/8,7/8 water 1" | 0.37 | 768.7778 | JT95GABY1L | Daikin Scroll Comp 3ph | 3 | #REF! | 11913.0769
HEAT007 | EATB25-42 |  | 4 | 297*124*104 | 1.71 | Freon 5/8,7/8 water 1" | 0.37 | 936.7 | JT125GABY1L |  | 4 | #REF! | 0
HEAT008 | EATB25-48 |  | 5 | 297*124*119 | 2.14 | Freon 7/8,1 1/8 water 1 1/4" | 0.37 | 998.4667 | JT160GABY1L |  | 5 | #REF! | 0
HEAT009 | EATB61-26 |  | 6 | 539*125*68 | 2.58 | Freon 7/8,1 1/8 water 1 1/4" | 0.75 | 1155.15 | C-SB453H8A | Sanyo Scroll | 6 | #REF! | 8140.618
HEAT010 | EATB61-30 |  | 7 | 539*125*77 | 3 | Freon 7/8,1 1/8 water 1 1/4" | 0.75 | 1269.9 | HLM081T4LC6 | Danfoss Scroll | 7 | #REF! | 0
HEAT010.1 | EATB61-32 |  | 8 | 539*125*82 | 3.43 | Freon 7/8,1 1/8 water 1 1/4" | 0.75 | 1327.1333 | ZB58KQE-TFD | Copeland scroll | 8 | #REF! | 0
HEAT011 | EATB61-40 |  | 10 | 539*125*100 | 4.28 | Freon 7/8,1 1/8 water 1 1/4" | 0.75 | 1556.4444 | SM124A4ALB | Danfoss Scroll | 10 | #REF! | 0
HEAT012 | EATB61-50 |  | 12 | 539*125*124 | 5.14 | Freon 7/8,1 1/8 water 1 1/4" | 0.75 | 1843.0833 | SM147A4ALB |  | 12 | #REF! | 5914.7365
HEAT013 | EATB85-44 |  | 15 | 564*188*110 | 6.42 | Freon 7/8,1 3/8 water 2" | 1.5 | 2563.6944 | SM185S4CC |  | 15 | #REF! | 0
HEAT014 | EATB85-58 |  | 20 | 564*188*142 | 8.56 | Freon 7/8,1 3/8 water 2" | 1.5 | 3214.2278 | SY240A4ABB |  | 20 | #REF! | 0
HEAT015 | EATB85-70 |  | 25 | 564*188*170 | 10.7 | Freon 7/8,1 3/8 water 2" | 2.2 | 3772.1111 | 06EA265 | CARRIER RECOND COMP | 25 | #REF! | 0
HEAT016 | EATB120-64 |  | 30 | 564*247*164 | 12.86 | Freon 7/8,1 3/8 water 2" | 2.2 | 4800.3278 | 06EA275 |  | 30 | #REF! | 0
HEAT017 | EATB120-76 |  | 35 | 564*247*194 | 15 | Freon 7/8,1 3/8 water 2" | 4 | 5532.1778 | 06EA199 |  | 35 | #REF! | 0
HEAT018 | EATB120-86 |  | 40 | 564*247*218 | 17.13 | Freon 7/8,1 3/8 water 2" | 4 | 6140.3056 | 06EA299 |  | 40 | #REF! | 0
HEAT019 | EATB120-108 |  | 50 | 564*247*272 | 21.14 | Freon 7/8,1 3/8 water 2" | 4 | 7480.0944 | 6F-50.2 | Bitzer recond | 50 | #REF! | 0
HEAT020 | EATB61-24+24-2M |  | 5+5HP | 539*125*121 | 4.28 | Freon 7/8,1 1/8 water 1 1/4" | 0.75 | 1863.2 |  |  |  | #REF! | 0
HEAT021 | EATB85-24+24-2M |  | 7.5+7.5HP | 564*188*121 | 6.42 | Freon 7/8,1 3/8 water 2" | 1.5 | 2827.1 |  |  |  | #REF! | 0
HEAT022 | EATB85-30+30-2M |  | 10+10HP | 564*188*171 | 8.56 | Freon 7/8,1 3/8 water 2" | 1.5 | 3394.2389 |  |  |  | #REF! | 0
HEAT023 | EATB85-38+38-2M |  | 12.5+12.5HP | 564*188*187 | 10.7 | Freon 7/8,1 3/8 water 2" | 2.2 | 4128.6389 |  |  |  | #REF! | 0
HEAT024 | EATB85-46+46-2M |  | 15+15HP | 564*188*225 | 12.86 | Freon 7/8,1 3/8 water 2" | 2.2 | 4872.2944 |  |  |  | #REF! | 0
HEAT025 | EATB25-48-2 |  | 5 | 297*124*119 | 2.14 | Freon 7/8,1 1/8 water 1 1/4" | 0.37 | 944.4444 |  |  |  | #REF! | 0
HEAT026 | EATB61-26-2 |  | 6 | 539*125*68 | 2.58 | Freon 7/8,1 1/8 water 1 1/4" | 0.75 | 1052.6778 |  |  |  | #REF! | 0
HEAT027 | EATB61-40-2 |  | 10 | 539*125*100 | 4.28 | Freon 7/8,1 1/8 water 1 1/4" | 0.75 | 1556.4444 |  |  |  | #REF! | 0
HEAT028 | EATB61-50-2 |  | 12 | 539*125*124 | 5.14 | Freon 7/8,1 1/8 water 1 1/4" | 0.75 | 1843.0833 |  |  |  | #REF! | 0
HEAT029 | EATB85-44-2 |  | 15 | 564*188*110 | 6.42 | Freon 7/8,1 3/8 water 2" | 1.5 | 2571.3444 |  |  |  | #REF! | 0
HEAT030 | EATB85-58-2 |  | 20 | 564*188*142 | 8.56 | Freon 7/8,1 3/8 water 2" | 1.5 | 3253.8 |  |  |  | #REF! | 0
HEAT031 | EATB120-64-2 |  | 30 | 564*247*164 | 12.86 | Freon 7/8,1 3/8 water 2" | 2.2 | 4800.3278 |  |  |  | #REF! | 0
HEAT031.1 | CB10+10 (2*10HP C.BARREL) | CHILLER BARREL EVAPORATING AT 2C | 10+10HP | 0 | 0 | 0 |  | 6037.7875 |  |  |  | #REF! | 0
HEAT031.2 | CB12+12 (2*12HP C.BARREL) |  | 12+12HP | 0 | 0 | 0 |  | 6681.2705 |  |  |  | #REF! | 0
HEAT031.3 | CB15+15 (2*15HP C.BARREL) |  | 15+15HP | 0 | 0 | 0 |  | 8474.8083 |  |  |  | #REF! | 0
HEAT031.4 | CB20+20 (2*20HP C.BARREL) |  | 20+20HP | 0 | 0 | 0 |  | 10062.9792 |  |  |  | #REF! | 0
HEAT031.5 | CB25+25 (2*25HP C.BARREL) |  | 25+25HP | 0 | 0 | 0 |  | 12719.0581 |  |  |  | #REF! | 0
HEAT032 | CB5 (5hp chiller barrel) |  | 5 | 906*180 | 18KW | 0 |  | 2146.0843 | JT160GABY1L | Daikin Scroll Comp 3ph | 5 | #REF! | 1983.7866
HEAT032.1 | CB6 (6hp chiller barrel |  | 6 | 986*180 | 0 | 0 |  | 2334.3373 |  |  |  | #REF! | 0
HEAT033 | CB8 (8hp chiller barrel) |  | 8 | 1086*219 | 28KW | 0 |  | 3043.4237 | ZB58KQE-TFD | Copeland scroll | 8 | #REF! | 0
HEAT034 | CB10 (10hp chiller barrel) |  | 10 | 1206*219 | 35KW | 0 |  | 3338.3534 | SM124A4ALB | Danfoss Scroll | 10 | #REF! | 0
HEAT035 | CB12 (12hp chiller barrel) |  | 12 | 1406*219 | 0 | 0 |  | 3953.3133 |  |  |  | #REF! | 0
HEAT036 | CB15 (15hp chiller barrel) |  | 15 | 1406*219 | 47KW | 0 |  | 4241.9679 | SM185S4CC |  | 15 | #REF! | 0
HEAT037 | CB20 (20hp chiller barrel) |  | 20 | 1606*219 | 56KW | 0 |  | 4919.6787 | SY240A4ABB |  | 20 | #REF! | 15510.1461
HEAT038 | CB25 (25hp chiller barrel) |  | 25 | 1706*219 | 65KW | 0 |  | 5484.4378 | 06EA265 | CARRIER RECOND COMP | 25 | #REF! | 0
HEAT039 | CB30 (30hp chiller barrel) |  | 30 | 1716*273 | 80KW | 0 |  | 7166.1647 | 06EA275 |  | 30 | #REF! | 0
HEAT040 | CB35 (35hp chiller barrel) |  | 35 | 1916*273 | 95KW | 0 |  | 8032.1285 |  |  | 35 | #REF! | 0
HEAT041 | CB40 (40hp chiller barrel) |  | 40 | 1916*273 | 120KW | 0 |  | 8534.1365 | 06EA299 |  | 40 | #REF! | 0
HEAT042 | CB50 |  | 50 | 0 | 135KW | 0 |  | 10667.6707 | 6F-50.2 | Bitzer recond | 50 | #REF! | 0
HEAT043 | CB60 |  | 60 | 0 | 155KW | 0 |  | 12575.3012 |  |  |  | #REF! | 0
HEAT043.1 | CB70 |  | 70 | 0 | 0 | 0 |  | 14231.9277 |  |  |  | #REF! | 0
HEAT043.2 | CB80 |  | 80 | 0 | 0 | 0 |  | 16403.1124 |  |  |  | #REF! | 0
HEAT043.3 | CB90 |  | 90 | 0 | 0 | 0 |  | 17758.5341 |  |  |  | #REF! | 0
HEAT043.4 | CB100 |  | 100 | 0 | 0 | 0 |  | 18988.4538 |  |  |  | #REF! | 0
HEAT043.5 | CB110 |  | 110 | 0 | 0 | 0 |  | 20469.3775 |  |  |  | #REF! | 0
HEAT043.6 | CB120 |  | 120 | 0 | 0 | 0 |  | 21962.8514 |  |  |  | #REF! | 0
HEAT044 | T1HP titanium barrel 16c | TITANIUM BARREL (18c) | 1hp | 330*220*280(W) | 0.064 * 3ft | 1 1/4" water inlet |  | 351.4056 |  |  |  | #REF! | 2221.1193
HEAT045 | T1.5HP titanium barrel 16c |  | 1.5hp | 330*220*280(W) | 0.064 * 2.5ft | 1 1/4" water inlet |  | 445.5321 |  |  |  | #REF! | 2546.3718
HEAT046 | T2HP titanium barrel 16c |  | 2hp | 330*220*280(W) | 0.075 * 1.5ft | 1 1/4" water inlet |  | 502.008 |  |  |  | #REF! | 2970.7619
HEAT047 | T3HP titanium barrel 16c |  | 3hp | 430*220*280(W) | 0.09 * 1.5ft | 1 1/2" water inlet |  | 613.7048 |  |  |  | #REF! | 4304.0043
HEAT048 | T4HP titanium barrel 16c |  | 4 | 490*230*290(W) | 0.075 * 12" *2 | 1 1/2" water inlet |  | 730.4217 |  |  |  | #REF! | 0
HEAT049 | T5HP titanium barrel 16c |  | 5 | 560*230*290(W) | 0.09*15"*2 | 1 1/2" water inlet |  | 768.0723 |  |  |  | #REF! | 0
HEAT050 | T1hpS-RC (100mm) Titanium coil | TITANIUM COIL (18c) | 1 | 200*430H*100mmd | 1/2" * 1/2" | 0 |  | ~ |  |  |  | #REF! | 0
HEAT051 | T1.5hpS-RC (100mm) Titanium coil |  | 1.5 | 280*480H*100mmd | 1/2" * 1/2" | 0 |  | ~ |  |  |  | #REF! | 0
HEAT052 | T2hpS-RC (100mm) Titanium coil |  | 2 | 400*500H*100mmd | 1/2" * 1/2" | 0 |  | ~ |  |  |  | #REF! | 0
HEAT053 | T1hp-RC Titanium coil |  | 1 | 200*430H*150mmd | 1/2" * 1/2" | 0.064 * 3ft |  | 175.7028 |  |  |  | #REF! | 0
HEAT054 | T1.5hp-RC Titanium coil |  | 1.5 | 280*480H*150mmd | 1/2" * 1/2" | 0.064 * 2.5ft |  | 243.4739 |  |  |  | #REF! | 0
HEAT055 | T2hp-RC Titanium coil |  | 2 | 400*500H*150mmd | 1/2" * 1/2" | 0.075 * 1.5ft |  | 311.245 |  |  |  | #REF! | 0
HEAT056 | T3hp-RC Titanium coil |  | 3 | 340*520H*150mmd | 1/2" * 3/4" | 0.09 * 1.5ft |  | 432.9819 |  |  |  | #REF! | 0
HEAT057 | T4hp-RC Titanium coil |  | 4 | 390*520H*150mmd | 1/2" * 3/4" | 0.075 * 12" *2 |  | 495.7329 |  |  |  | #REF! | 0
HEAT058 | T5hp-RC Titanium coil |  | 5 | 450*520H*150mmd | 1/2" * 3/4" | 0.09*15"*2 |  | 558.4839 |  |  |  | #REF! | 0
HEAT059 | TS1hp Titanium barrel 2c | TITANIUM BARREL SMALL BODY (18c) | 1 | 405h*215d | 0 | 0.055 * 800mm |  | 426.7068 |  |  |  | #REF! | 2296.4205
HEAT060 | TS1.5hp Titanium barrel 2c |  | 1.5 | 455h*215d | 0 | 0.064 * 800mm |  | 652.6104 |  |  |  | #REF! | 2753.4501
HEAT061 | TS2hp Titanium barrel 2c |  | 2 | 475h*215d | 0 | 0.070 * 650mm |  | 823.2932 |  |  |  | #REF! | 4304.2408
HEAT062 | TS3hp Titanium barrel 2c |  | 3 | 575h*215d | 0 | 0.08 *600mm |  | 1104.4177 |  |  |  | #REF! | 4794.7171
HEAT063 | TS4hp Titanium barrel 2c |  | 4 | 675h*215d | 0 | 0.075 * 200mm |  | 1568.7751 |  |  |  | #REF! | 0
HEAT064 | TS5hp Titanium barrel 2c |  | 5 | 675h*265d | 0 | 0.09*250mm |  | 1869.9799 |  |  |  | #REF! | 0
HEAT065 | T5hp-2c Titanium barrel | TITANIUM CHILLER BARREL (2c) pvc casing for marine water | 5 | 660*250*402 | 18KW |  |  | 1882.5301 | JT160GABY1L | Daikin Scroll Comp 3ph |  | #REF! | 0
HEAT067 | T8hp-2C Titanium barrel |  | 8 | 880*250*402 | 28KW |  |  | 2998.243 | MLZ058T4LC9 | Danfoss Scroll |  | #REF! | 0
HEAT068 | T10hp-2cC Titanium barrel |  | 10 | 1020*250*402 | 35KW |  |  | 3388.5542 |  |  |  | #REF! | 0
HEAT069 | T12hp-2cC Titanium barrel |  | 12 | 1200*250*402 | 36KW |  |  | 3514.0562 | SM124A4ALB |  |  | #REF! | 0
HEAT070 | T15hp-2cC Titanium barrel |  | 15 | 1500*250*402 | 47KW |  |  | ~ | SM147A4ALB |  |  | #REF! | 0
HEAT071 | T20hp-2cC Titanium barrel |  | 20 | 1150*355*513 | 56KW |  |  | ~ | SM185S4CC |  |  | #REF! | 0
HEAT082 | T5SSCB Titanium barrel (5HP) +2C | TITANIUM CHILLER BARREL S/STEEL CASING 2c | 5 | 0 | 0 |  |  | 1731.9277 |  |  |  | #REF! | 0
HEAT083 | T6SSCB Titanium barrel |  | 6 | 0 | 0 |  |  | 1957.8313 |  |  |  | #REF! | 0
HEAT084 | T8SSCB Titanium barrel |  | 8 | 0 | 0 |  |  | 2409.6386 |  |  |  | #REF! | 0
HEAT085 | T10SSCB Titanium barrel |  | 10 | 0 | 0 |  |  | 3263.0522 |  |  |  | #REF! | 0
HEAT086 | T12SSCB Titanium barrel |  | 12 | 0 | 0 |  |  | 3765.0602 |  |  |  | #REF! | 0
HEAT087 | T15SSCB Titanium barrel |  | 15 | 0 | 0 |  |  | 4743.9759 |  |  |  | #REF! | 0
HEAT088 | T20SSCB Titanium barrel |  | 20 | 0 | 0 |  |  | 6501.004 |  |  |  | #REF! | 0
HEAT089 | T25SSCB Titanium barrel |  | 25 | 0 | 0 |  |  | 7316.7671 |  |  |  | #REF! | 0
HEAT090 | T30SSCB 2in1 Titanium barrel |  | 30 | 0 | 0 |  |  | 8471.3855 |  |  |  | #REF! | 0
HEAT091 | T40SSCB 2in1 Titanium barrel cw flange |  | 40 | 0 | 0 |  |  | 12299.1968 |  |  |  | #REF! | 0
HEAT092 | T50SSCB Titanium barrel |  | 50 | 0 | 0 |  |  | ~ |  |  |  | #REF! | 0
HEAT093 | TIT-1hp | Tube in tube condenser (copper) | 1hp | 0 | 0 |  |  | 527.1084 |  |  |  | #REF! | 0
HEAT094 | TIT-1.5hp |  | 1.5hp | 0 | 0 |  |  | 665.1606 |  |  |  | #REF! | 0
HEAT095 | TIT-2hp |  | 2hp | 0 | 0 |  |  | 769.3273 |  |  |  | #REF! | 0
HEAT096 | TIT-3hp |  | 3hp | 0 | 0 |  |  | 897.3394 |  |  |  | #REF! | 0
HEAT097 | TIT-4hp |  | 4hp | 0 | 0 |  |  | 1041.6667 |  |  |  | #REF! | 0
HEAT098 | TIT-5hp |  | 5hp | 0 | 0 |  |  | 1204.8193 |  |  |  | #REF! | 0
HEAT099 | TIT-8hp |  | 7hp | 0 | 0 |  |  | 1581.3253 |  |  |  | #REF! | 0
HEAT100 | TIT-10hp |  | 10hp | 0 | 0 |  |  | 2585.3414 |  |  |  | #REF! | 0
HEAT101 | TIT-12hp |  | 12hp | 0 | 0 |  |  | 3093.6245 |  |  |  | #REF! | 0
HEAT102 | TIT-15hp |  | 15hp | 0 | 0 |  |  | 3501.506 |  |  |  | #REF! | 0
HEAT102.01 | 1hp Tube in tube water cooled condenser | ICE MACHINE HEAT EXCHANGER | 1 | 0 |  |  |  | 186.747
HEAT102.02 | 1.5hp Tube in tube water cooled condenser |  | 1.5 | 0 |  |  |  | 271.0843
HEAT102.03 | 2hp Tube in tube water cooled condenser |  | 2 | 0.52*7rolls |  |  |  | 406.6265
HEAT102.04 | 2.5hp Tube in tube water cooled condenser |  | 2.5 | 0 |  |  |  | 481.9277
HEAT102.05 | 3hp Tube in tube water cooled condenser |  | 3 | 0 |  |  |  | 512.0482
HEAT102.07 | 5hp Tube in tube water cooled condenser |  | 5 | 0 |  |  |  | 819.2771
ITEM CODE | Model No. | Description | Power (hp) | Volt/Hz | Max.F (L/min) | Inlet/Outlet | Max.Head (m) | RM | Weight | Picture
HEAT103 | HCPF-60 | Centrifugal pumps 1.pump body:cast iron 2.pump support:cast iron 3.motor housing:aluminum 4.Impeller:Brass 5.Shaft:AISI420 SS 6.Mechanical seal: Ceramic/ceramic 7.without plug. | 1.5Hp | 220V~240V/50Hz | 500 | 2",2" | 20 | 515.0102 | N.W:22.5kg
HEAT104 | HCPF-70 |  | 2Hp |  | 550 |  | 24 | 536.001 | N.W:23.5kg
HEAT105 | HCPF-80 |  | 3Hp |  | 550 |  | 30 | 650.0254 | N.W:28kg
HEAT106 | HGAM-70 |  | 1Hp |  | 300 | 1 1/2",1 1/2" | 18 | 328.4248 | N.W:14.5kg
HEAT107 | HGAM-75 |  | 1.5Hp |  | 380 |  | 20 | 337.063 | N.W:15kg
HEAT108 | HGAM-80 |  | 2Hp |  | 500 | 2",2" | 22 | 485.8994 | N.W:21.5kg
HEAT109 | HCT-26S | Centrifugal pumps 1.pump body:cast iron 2.pump support:cast iron 3.motor housing:aluminum 4.Impeller:AISI304 SS 5.Shaft:AISI420 SS 6.Mechanical seal: Ceramic/ceramic 7.without plug. | 1Hp |  | 140 | 1 1/4",1" | 26 | 452.815 | N.W:9.7kg
HEAT110 | HCT-30S |  | 1.5Hp |  | 180 |  | 30 | 603.5518 | N.W:16kg
HEAT111 | HCT-33S |  | 2Hp |  | 200 |  | 33 | 621.2602 | N.W:17.3kg
HEAT112 | PC-10 | Automatic control: 1.Electric switch used in water systems. 2.It starts the electric pump automatically after a pressure decrease(taps opening)and stops it when the fluid flow interrupts at the maximum pressure level of the electric pump(taps closed). 3.Completely replaced traditional pump control system composed of pressure switch,pressure tank and check valve,etc. 4.Stop the water pump in the case of water shortage. | 1.5bar /2.2bar -10bar | 220V-240V 50Hz/60Hz |  | G1"male |  | 119.812
HEAT113 | HCPF-60 | Centrifugal pumps 1.pump body:cast iron 2.pump support:cast iron 3.motor housing:aluminum 4.Impeller:Brass 5.Shaft:AISI420 SS 6.Mechanical seal: Ceramic/ceramic 7.without plug. | 1.5Hp | 380V~420V/50Hz | 500 | 2",2" | 20 | 519.6748 | N.W:22.5kg
HEAT114 | HCPF-70 |  | 2Hp |  | 550 |  | 24 | 540.061 | N.W:23.5kg
HEAT115 | HCPF-80 |  | 3Hp |  | 550 |  | 30 | 655.6402 | N.W:28kg
HEAT116 | HGAM-70 |  | 1Hp |  | 300 | 1 1/2",1 1/2" | 18 | 345.2693 | N.W:14.5kg
HEAT117 | HGAM-75 |  | 1.5Hp |  | 380 |  | 20 | 351.4888 | N.W:15kg
HEAT118 | HGAM-80 |  | 2Hp |  | 500 | 2",2" | 22 | 493.6738 | N.W:21.5kg
HEAT119 | HCT-26S | Centrifugal pumps 1.pump body:cast iron 2.pump support:cast iron 3.motor housing:aluminum 4.Impeller:AISI304 SS 5.Shaft:AISI420 SS 6.Mechanical seal: Ceramic/ceramic 7.without plug. | 1Hp |  | 140 | 1 1/4",1" | 26 | 462.4035 | N.W:9.7kg
HEAT120 | HCT-30S |  | 1.5Hp |  | 180 |  | 30 | 614.2632 | N.W:16kg
HEAT121 | HCT-33S |  | 2Hp |  | 200 |  | 33 | 631.5396 | N.W:17.3kg
HEAT122 | HQSm-80AX |  | 1Hp |  |  |  |  | 604.6748
0 | 0
ITEM CODE | Model No. | Description | Inlet/Outlet | Dealer Cash(RM) above 5pcs -5% | Picture
HEAT123 | DN15-S | 216中型球阀 (Medium duty ball valve) all copper brass material | 1/2" | #DIV/0!
HEAT124 | DN20-S |  | 3/4" | #DIV/0!
HEAT125 | DN25-S |  | 1" | #DIV/0!
HEAT126 | DN15-B | 216大型球阀 (Heavy duty ball valve) all copper brass material | 1/2" | #DIV/0!
HEAT127 | DN20-B |  | 3/4" | #DIV/0!
HEAT128 | DN25-B |  | 1" | #DIV/0!
HEAT129 | DN32-B |  | 1 1/4" | #DIV/0!
HEAT130 | DN40-B |  | 1 1/2" | #DIV/0!
PRICE VALID : For intend order only and ex-factory at K.L price
*PRICE WILL BE CHANGE ON THE FINAL PAYMENT DUE TO THE CURRENCY RATE
*PLEASE EMAIL OR FAX OVER THE BANK IN SLIP
BANK ACC :HONG LEONG BANK BHD 36600016285 , PUBLIC BANK BHD 3119617816
BENEFICIARY :WELLER AIR-COND PARTS ENTERPRICE SDN BHD
COMPUTER PRINT GENERATE ONLY
GASKET TYPE HEAT EXCHANGER |  |  | TCU CONDENSER SET

## BITZER
WELLER AIR-COND PARTS ENTERPRISE SDN BHD (613386-K)
DATE :5.12.25
ITEM CODE | ITEM CODE | ITEM CODE | BRAND | Accessories | HP | BTU AT 0C to -25C | Germany Bitzer (RM) | ACC OF REF | CU QC MODEL | Cond QC (RM) | HTC MODEL | HTC cond (RM)
0 | 2HES-1(Y) | 2HC-1.2 | GUANRANTEE ORIGINAL BITZER SEMI-HERMERTIC COMPRESSOR | CH | 1.5 LT | 4900btu | 0 | All danfoss acc filter drier,sight glass,hand valve,solenoid valve,hi-lo control,oil pressure gauge ,oil separator,suction accumulator,vibration hose and etc. | CU - 22 QC | 0 | 0 | 0
0 | 2HES-2(Y) | 2HC-2.2 |  | CH | 2 MT | 14100btu | 0 |  | CU - 32 QC | 0 | HTC-3 | 0
0 | 2GES-2(Y) | 2GC-2.2 |  | CH | 2 LT | 5870btu | 0 |  | CU - 32 QC | 7833.5084 | HTC-3 | 8274.9538
0 | 2FES-2(Y) | 2FC-2.2 |  | CH | 2 LT | 7030btu | 4818.1818 |  | CU - 36 QC | 8177.4936 | HTC-3 | 8486.3823
0 | 2FES-3(Y) | 2FC-3.2 |  | CH | 3 MT | 20100btu | 5053.2468 |  | CU - 40 QC | 8522.6742 | HTC-3 | 8744.9538
0 | 2EES-2(Y) | 2EC-2.2 |  | CH | 2 LT | 8157btu | 6809.0909 |  | CU - 40 QC | 10454.1027 | HTC-3 | 10676.3823
0 | 2EES-3(Y) | 2EC-3.2 |  | CH | 3 MT | 23891btu | 7344.1558 |  | CU - 50 QC | 11271.404 | HTC-3 | 11264.9538
BIT001 | 2DES-2(Y) | 2DC-2.2 |  | CH | 2 LT | 9078btu | 7081.8182 |  | CU - 40 QC | 10754.1027 | HTC-4 | 11277.0687
BIT002 | 2DES-3(Y) | 2DC-3.2 |  | CH | 3 MT | 28600btu | 7381.8182 |  | CU - 50 QC | 11312.8326 | HTC-4 | 11607.0687
BIT003 | 2CES-3(Y) | 2CC-3.2 |  | CH | 3 LT | 11399btu | 7483.1169 |  | CU - 50 QC | 11424.2612 | HTC-4 | 11718.4973
BIT004 | 2CES-4(Y) | 2CC-4.2 |  | CH | 4 MT | 35119btu | 7797.4026 |  | CU - 64 QC | 12322.5409 | HTC-5 | 12105.6856
BIT005 | 4FES-3(Y) | 4FC-3.2 |  | CH | 3 LT | 12867btu | 7905.1948 |  | CU - 50 QC | 11888.5469 | HTC-5 | 12224.257
BIT006 | 4FES-5(Y) | 4FC-5.2 |  | CH | 5 MT | 40682btu | 8731.1688 |  | CU - 72 QC | 13623.1537 | HTC-8 | 13845.9696
BIT007 | 4EES-4(Y) | 4EC-4.2 |  | CH | 4 LT | 16006btu | 8229.8701 |  | CU - 64 QC | 12979.4455 | HTC-5 | 12762.5902
BIT008 | 4EES-6(Y) | 4EC-6.2 |  | CH | 6 MT | 52000btu | 9290.9091 |  | CU - 90 QC | 14532.7114 | HTC-8 | 14461.6839
BIT009 | 4DES-5(Y) | 4DC-5.2 |  | CH | 5 LT | 19010btu | 10359.7403 |  | CU - 72 QC | 15598.9214 | HTC-8 | 15821.7373
BIT010 | 4DES-7(Y) | 4DC-7.2 |  | CH | 7 MT | 60853btu | 10711.6883 |  | CU - 100 QC | 16452.0247 | HTC-10 | 16665.094
BIT011 | 4CES-6(Y) | 4CC-6.2 |  | CH | 6 LT | 21024btu | 11335.0649 |  | CU - 90 QC | 16965.6219 | HTC-8 | 16894.5944
BIT012 | 4CES-9(Y) | 4CC-9.2 |  | CH | 9 MT | 69000btu | 11774.026 |  | CU - 125 QC | 18377.6504 | HTC-12 | 18256.1634
BIT012.1 | 4VES-7(Y) | 4VCS-6.2 |  | CH | 6 LT | 24983btu | 13629.8701 |  | CU - 100 QC | 20321.2137 | HTC-10 | 20534.283
BIT013 | 4VES-10(Y) | 4VCS-10.2 |  | CH | 10 MT | 79864btu | 13305.1948 |  | CU - 144 QC | 21236.4594 | HTC-12 | 20599.6381
BIT014 | 4TES-9(Y) | 4TCS-8.2 |  | CH | 8 LT | 30887btu | 12989.6104 |  | CU - 125 QC | 20373.9823 | HTC-12 | 20252.4952
BIT015 | 4TES-12(Y) | 4TCS-12.2 |  | CH | 12 MT | 96246btu | 14609.0909 |  | CU - 160 QC | 23200.9501 | HTC-15 | 22381.2684
BIT016 | 4PES-12(Y) | 4PCS-10.2 |  | CH | 10 LT | 35870btu | 14096.1039 |  | CU - 144 QC | 22206.4594 | HTC-15 | 21916.9827
BIT017 | 4PES-15(Y) | 4PCS-15.2 |  | CH | 15 MT | 115359btu | 14144.1558 |  | CU - 200 QC | 23816.2711 | HTC-20 | 22391.0218
BIT018 | 4NES-14(Y) | 4NCS-12.2 |  | CH | 12 LT | 41911btu | 15409.0909 |  | CU - 160 QC | 24335.6044 | HTC-20 | 23937.1046
BIT019 | 4NES-20(Y) | 4NCS-20.2 |  | CH | 20 MT | 133960btu | 17512.987 |  | CU - 250 QC | 30366.4327 | HTC-25 | 27554.4584
BIT020 | 4HE-18(Y) | 4H-15.2 |  | OPSS/CH | 15 LT | 53925btu | 20968.8312 |  | CU - 200 QC | 32096.8155 | HTC-20 | 30671.5662
BIT021 | 4HE-25(Y) | 4H-25.2 |  | OPSS/CH | 25 MT | 174404btu | 24474.026 |  | CU - 300 QC | 39841.5344 | HTC-30 | 36889.5337
BIT022 | 4GE-23(Y) | 4G-20.2 |  | OPSS/CH | 20 LT | 62628btu | 24337.6623 |  | CU - 250 QC | 38654.6331 | HTC-25 | 35842.6588
BIT023 | 4GE-30(Y) | 4G-30.2 |  | OPSS/CH | 30 MT | 200001btu | 27214.2857 |  | CU - 350 QC | 44826.6628 | HTC-35 | 41662.2872
BIT023.1 | 4FE-28(Y) | 6J-22.2 |  | OPSS/CH | 22 LT | 69795btu | 25155.8442 |  | CU - 300 QC | 41430.1373 | HTC-30 | 38478.1366
BIT023.2 | 4FE-35(Y) | 6J-33.2 |  | OPSS/CH | 33 MT | 226281btu | 25659.7403 |  | CU - 400 QC | 44873.2935 | HTC-40 | 40308.8308
BIT024 | 6HE-28(Y) | 6H-25.2 |  | OPSS/CH | 25 LT | 80888btu | 27474.026 |  | CU - 300 QC | 43980.1373 | HTC-30 | 41028.1366
BIT025 | 6HE-35(Y) | 6H-35.2 |  | OPSS/CH | 35 MT | 262118btu | 36064.9351 |  | CU - 400 QC | 56907.1133 | HTC-40 | 52342.6506
BIT026 | 6GE-34(Y) | 6G-30.2 |  | OPSS/CH | 30 LT | 93857btu | 30759.7403 |  | CU - 350 QC | 49314.7684 | HTC-35 | 46150.3927
BIT027 | 6GE-40(Y) | 6G-40.2 |  | OPSS/CH | 40 MT | 300344btu | 35928.5714 |  | CU - 500 QC | 59190.2964 | HTC-50 | 53916.6286
BIT028 | 6FE-44(Y) | 6F-40.2 |  | OPSS/CH | 40 LT | 113482btu | 40564.9351 |  | CU - 400 QC | 62326.5032 | HTC-40 | 57762.0405
BIT029 | 6FE-50(Y) | 6F-50.2 |  | OPSS/CH | 50 MT | 355293btu | 38655.8442 |  | CU - 500 QC | 62190.2964 | HTC-55 | 58150.4796
BIT029.1 | S4G-12.2Y | 0 |  | OPSS/CH | 0 | 0 | 32383.1169 |  | CU - 160 QC | 44406.8378 | 0 | 0
BIT029.2 | S6J-16.2Y | 0 |  | OPSS/CH | 0 | 0 | 37292.2078 |  | CU - 200 QC | 50833.5873 | 0 | 0
BIT029.3 | S6H-20.2Y | 0 |  | OPSS/CH | 0 | 0 | 38041.5584 |  | CU - 250 QC | 54567.5218 | 0 | 0
BIT029.4 | S6G-25.2Y | S6H-20.2 |  | OPSS/CH | 20 LT | 0 | 42268.8312 |  | CU - 250 QC | 61190.9368 | 0 | 0
BIT030 | S6F-30.2Y GERMANY | S6F-30.2 GERMANY |  | OPSS/CH | 30 LT | 113482btu | 44655.8442 |  | CU - 350 QC | 64948.8909 | HTC-35 | 61784.5153
LT - LOW TEMP COMPRESSOR , MT - MEDIUM TEMP COMPRESSOR
ACCESSORIES : OPSS - OIL PRESSURE SWITCH , CH - CRANKCASE HEATER
PRICE VALID : For intend order only and ex-factory at K.L price
*PLEASE EMAIL OR FAX OVER THE BANK IN SLIP
BANK ACC :HONG LEONG BANK BHD 36600016285 , PUBLIC BANK BHD 3119617816
BENEFICIARY :WELLER AIR-COND PARTS ENTERPRICE SDN BHD
COMPUTER PRINT GENERATE ONLY

## REFCOMP
WELLER AIR-COND PARTS ENTERPRISE SDN BHD (613386-K)
DATE :5.12.25
ITEM CODE | MODEL | Equalvelant bitzer | BRAND | Accessories | HP | BTU AT 0C to -25C | (RM) | ACC OF REF | CU QC MODEL | Cond QC (RM) | HTC MODEL | HTC cond (RM)
REF001 | SPC-19L（3匹） | 4FES3Y | REFCOMP SEMI-HERMERTIC COMPRESSOR USE FOR R404A,R507,R22 | CH | 3 LT | 11399btu | 4738.8311 | All danfoss acc filter drier,sight glass,hand valve,solenoid valve,hi-lo control,oil pressure gauge ,oil separator,suction accumulator,vibration hose and etc. | CU - 50 QC | 8583.4294 | HTC-4 | 8900.2991
REF002 | SPC4-23L（4匹） | 4EES4Y |  | CH | 4 LT | 16006btu | 4883.821 |  | CU - 72 QC | 9434.0209 | HTC-8 | 9673.9765
REF003 | SPC4-27L（5匹） | 4DES-5(Y) |  | CH | 5 LT | 21024btu | 5180.3487 |  | CU - 64 QC | 9954.7154 | HTC-8 | 10294.049
REF004 | SPC4-33L（6匹） | 4CES-6(Y) |  | CH | 6 LT | 262118btu | 5585.385 |  | CU - 90 QC | 10806.7331 | HTC-8 | 10730.242
REF005 | SP4LF 060E | 4VES-7(Y) |  | CH | 6 LT | 29000btu | 6764.34 |  | CU - 72 QC | 11995.5527 | HTC-8 | 12235.5083
REF006 | SP4LF 080E | 4TES-9(Y) |  | CH | 8 LT | 30887btu | 6810.994 |  | CU - 100 QC | 12547.5991 | HTC-10 | 12777.0583
REF007 | SP4LF 100E | 4PES-10(Y) |  | CH | 10 LT | 35870btu | 7235.791 |  | CU - 90 QC | 12819.7159 | HTC-8 | 12743.2248
REF008 | SP4LF 120E | 4NES-14(Y) |  | CH | 12 LT | 41911btu | 7630.6312 |  | CU - 144 QC | 14800.5499 | HTC-10 | 13659.7445
REF009 | SP4L 150E | 4JE15(Y) |  | OPSS/CH | 15 LT | 45000btu | 9573.4023 |  | CU - 100 QC | 16030.4978 | HTC-8 | 15768.6498
REF010 | SP4L 180E | 4HE-18(Y) |  | OPSS/CH | 18 LT | 53925btu | 10173.0291 |  | CU - 144 QC | 18046.5143 | HTC-12 | 17360.7068
REF011 | SP4L 220E | 4GE-23(Y) |  | OPSS/CH | 22 LT | 62628btu | 10468.1771 |  | CU - 125 QC | 17809.3907 | HTC-10 | 17223.5606
REF012 | SP4L 250E | 4FE-25(Y) |  | OPSS/CH | 25 LT | 72000btu | 12384.9201 |  | CU - 160 QC | 22819.671 | HTC-15 | 20193.7298
REF013 | SP6L 270E | 6HE-28(Y) |  | OPSS/CH | 28 LT | 80888btu | 13038.0762 |  | CU - 300 QC | 28552.15 | HTC-30 | 25232.1565
REF014 | SP6L 300E | 6GE-34(Y) |  | OPSS/CH | 30 LT | 93857btu | 14297.2433 |  | CU - 200 QC | 24362.0161 | HTC-20 | 22827.1323
REF015 | SP6L 400E | 6FE-44(Y) |  | OPSS/CH | 40 LT | 113482btu | 16638.2923 |  | CU - 160 QC | 25777.4155 | HTC-15 | 24894.6814
REF016 | SPC4-19H（5匹） | 4FES5Y |  | CH | 5 MT | 0 | 4881.9502 |  | CU - 250 QC | 17151.3944 | HTC-25 | 14123.1143
REF017 | SPC4-23H（6匹） | 4EES6Y |  | CH | 6 MT | 0 | 5113.934 |  | CU - 200 QC | 15170.8661 | HTC-20 | 13635.9823
REF018 | SPC4-27H（8匹） | 4DES7Y |  | CH | 7 MT | 0 | 5608.7705 |  | CU - 300 QC | 20551.3592 | HTC-28 | 16801.4719
REF019 | SPC4-33H（9匹） | 4CES9Y |  | CH | 9 MT | 0 | 5815.498 |  | CU - 250 QC | 18903.4148 | HTC-25 | 15875.1347
REF020 | SP4HF 1000 | 4VES10Y |  | CH | 10 MT | 0 | 6766.7954 |  | CU - 350 QC | 23151.7911 | HTC-35 | ~
REF021 | SP4HF 1200 | 4TES12Y |  | CH | 12 MT | 0 | 7235.791 |  | CU - 300 QC | 22303.5352 | HTC-30 | ~
REF022 | SP4HF 1500 | 4PES15Y |  | CH | 15 MT | 0 | 7630.6312 |  | CU - 350 QC | 24648.3343 | HTC-35 | ~
REF023 | SP4HF 2000 | 4NES20Y |  | CH | 20 MT | 0 | 8056.9015 |  | CU - 350 QC | 25107.3947 | HTC-35 | ~
REF024 | SP4H 2200 | 4JE22Y |  | OPSS/CH | 22 MT | 0 | 10715.6888 |  | CU - 500 QC | 33466.337 | HTC-40 | ~
REF025 | SP4H 2500 | 4HE25Y |  | OPSS/CH | 25 MT | 0 | 11183.2111 |  | CU - 400 QC | 31854.9682 | HTC-50 | 27035.4213
REF026 | SP4H 3000 | 4GE30Y |  | OPSS/CH | 30 MT | 0 | 11505.3693 |  | CU - 500 QC | 34778.3005 | HTC-50 | ~
REF027 | SP4H 3500 | 4FE35Y |  | OPSS/CH | 35 MT | 0 | 13609.2195 |  | CU - 350 QC | 31470.8639 | HTC-35 | ~
REF028 | SP6H 3700 | 6HE35Y | REFCOM SCREW LOW TEMP COMPRESSOR | OPSS/CH | 37 MT | 0 | 14297.7344 |  | 0 | 0 | 0 | 0
REF029 | SP6H 4000 | 6GE40Y |  | OPSS/CH | 40 MT | 0 | 14987.2315 |  | 0 | 0 | 0 | 0
REF030 | SP6H 5000 | 6FE50Y |  | OPSS/CH | 50 MT | 0 | 15863.3447 |  | 0 | 0 | 0 | 0
REF031 | SBC4-120E | S4G-12.2Y |  | OPSS/CH | 0 | 0 | 13397.0665 |  | 0 | 0 | 0 | 0
REF032 | SBC4-140E | S4F-14.2Y |  | OPSS/CH | 0 | 0 | 16206.1289 |  | 0 | 0 | 0 | 0
REF033 | SBC6-160E | S6J-16.2Y |  | OPSS/CH | 0 | 0 | 17560.6151 |  | 0 | 0 | 0 | 0
REF034 | SBC6-200E | S6H-20.2Y |  | OPSS/CH | 0 | 0 | 17839.3699 |  | 0 | 0 | 0 | 0
REF035 | SBC6-250E | S6G-25.2Y |  | OPSS/CH | 0 | 0 | 19986.1558 |  | CU - 300 QC | 46751.9421 | 0 | 0
REF036 | SBC6-300E | S6F-30.2Y |  | OPSS/CH | 0 | 0 | 23572.5511 |  | 0 | 0 | 0 | 0
0 | SW3L 3000 |  |  |  | 30LT |  | ~ |  | CU - 400 QC | 45915.1702
REF041 | SW3L 4000 |  |  |  | 40LT |  | 21588.7218 |  | CU - 500 QC | 58325.2075
REF042 | SW3L 5000 |  |  |  | 50LT |  | 23646.6165 |  | CU400QC *2 | 72859.6172
0 | SW3L 6000 |  |  |  | 60LT |  | ~ |  | CU350QC *3 | ~
0 | SW3L 7000 |  |  |  | 70LT |  | ~ |  | CU400QC *3 | ~
REF045 | SW3L 8000 |  |  |  | 80LT |  | 28759.3985 |  | CU500QC *3 | 101685.9538
0 | SW3L 9500 |  |  |  | 95LT |  | 0 |  | 0 | 0
0 | SW3L 10500 |  |  |  | 105LT |  | 0 |  | 0 | 0
0 | SW3L 11500 |  |  |  | 115LT |  | 0 |  | 0 | 0
0 | SW3L 13000 |  |  |  | 130LT |  | 0 |  | 0 | 0
0 | SW3L 16000 |  |  |  | 150LT |  | 0 |  | 0 | 0
0 | SW3L 18000 |  |  |  | 170LT |  | 0 |  | 0 | 0
0 | SW3L 20000 |  |  |  | 200LT |  | 0 |  | 0 | 0
0 | SW3L 22000 |  |  |  | 220LT |  | 0 |  | 0 | 0
0 | SW3L 23000 |  |  |  | 230LT |  | 0 |  | 0 | 0
0 | SW3H 4000 |  |  |  | 40MT |  | 0 |  | 0 | 0
0 | SW3H 5000 |  |  |  | 50MT |  | 26714.2857 |  | 0 | 66169.2308
0 | SW3H 6000 |  |  |  | 60MT |  | 0 |  | 0 | 0
0 | SW3H 7500 |  |  |  | 75MT |  | 0 |  | 0 | 0
0 | SW3H 9000 |  |  |  | 90MT |  | 0 |  | 0 | 0
0 | SW3H 10500 |  |  |  | 105MT |  | 0 |  | 0 | 0
0 | SW3H 11500 |  | REFCOM SCREW HIGH TEMP COMPRESSOR |  |  |  | 0 |  | 0 | 0
0 | SW3H 12500 | [5 empty] | 0 |  | 0 | 0
0 | SW3H 14000 | [5 empty] | 0 |  | 0 | 0
0 | SW3H 16000 | [5 empty] | 0 |  | 0 | 0
0 | SW3H 19000 | [5 empty] | 0 |  | 0 | 0
0 | SW3H 21000 | [5 empty] | 0 |  | 0 | 0
0 | SW3H 24000 | [5 empty] | 0 |  | 0 | 0
0 | SW3H 25000 | [5 empty] | 0 |  | 0 | 0
0 | SRC-XS-040 | [5 empty] | 0 |  | 0 | 0
0 | SRC-XS-050 | [5 empty] | 0 |  | 0 | 0
0 | SRC-XS-060 | [5 empty] | 0 |  | 0 | 0
0 | SRC-S-113 | [5 empty] | 0 |  | 0 | 0
0 | SRC-S-133 | [5 empty] | 0 |  | 0 | 0
0 | SRC-S-163 | [5 empty] | 0 |  | 0 | 0
0 | SRC-S-183 | [5 empty] | 0 |  | 0 | 0
0 | SRC-S-213 | [5 empty] | 0 |  | 0 | 0
0 | SRC-S-255 | [5 empty] | 0 |  | 0 | 0
0 | SRC-S-285 | [5 empty] | 0 |  | 0 | 0
0 | SRC-S-305 | [5 empty] | 0 |  | 0 | 0
0 | SRC-S-353 | [5 empty] | 0 |  | 0 | 0
0 | SRC-S-413 | [5 empty] | 0 |  | 0 | 0
0 | SRC-S-463 |  | REFCOM SCREW HIGH TEMP COMPRESSOR |  |  |  | 0 |  | 0 | 0
0 | SRC-S-503 | [5 empty] | 0 |  | 0 | 0
0 | SRC-S-553 | [5 empty] | 0 |  | 0 | 0
0 | SRC-S-603 | [5 empty] | 0 |  | 0 | 0
0 | SRC-S-755 | [5 empty] | 0 |  | 0 | 0
0 | SRC-S-785 | [5 empty] | 0 |  | 0 | 0
0 | SRC-S-885 | [5 empty] | 0 |  | 0 | 0
0 | SRC-S-985 | [5 empty] | 0 |  | 0 | 0
0 | 134-XS-040 | [5 empty] | 0 |  | 0 | 0
0 | 134-XS-050 | [5 empty] | 0 |  | 0 | 0
0 | 134-XS-060 | [5 empty] | 0 |  | 0 | 0
0 | 134-S-071 | [5 empty] | 0 |  | 0 | 0
0 | 134-S-081 | [5 empty] | 0 |  | 0 | 0
0 | 134-S-091 | [5 empty] | 0 |  | 0 | 0
0 | 134-S-101 | [5 empty] | 0 |  | 0 | 0
0 | 134-S-110 | [5 empty] | 0 |  | 0 | 0
0 | 134-S-120 | [5 empty] | 0 |  | 0 | 0
LT - LOW TEMP COMPRESSOR , MT - MEDIUM TEMP COMPRESSOR
ACCESSORIES : OPSS - OIL PRESSURE SWITCH , CH - CRANKCASE HEATER
*PLEASE EMAIL OR FAX OVER THE BANK IN SLIP
BANK ACC :HONG LEONG BANK BHD 36600016285 , PUBLIC BANK BHD 3119617816
BENEFICIARY :WELLER AIR-COND PARTS ENTERPRICE SDN BHD
COMPUTER PRINT GENERATE ONLY

## WELZER
WELLER AIR-COND PARTS ENTERPRISE SDN BHD (613386-K)
DATE :5.12.25
ITEM CODE | MODEL | EQUAVELANT MODEL | HP | Dealer (RM) CASH -10% | ACC OF REF | CU QC MODEL | Cond QC (RM) | HTC MODEL | HTC cond (RM)
CB001 | B2DES-2(Y) | 2DC-2.2 | 2LT | 2617.366 | All danfoss acc filter drier,sight glass,hand valve,solenoid valve,hi-lo control,oil pressure gauge ,oil separator,suction accumulator,vibration hose and etc. | CU - 40 QC | 5512.3211 | HTC-4 | 6075.5153
CB002 | B2CES-3(Y) | 2CC-3.2 | 3LT | 2810.4304 |  | CU - 50 QC | 5930.9184 | HTC-4 | 6247.7881
CB003 | B4FES-3(Y) | 4FC-3.2 | 3LT | 3421.3935 |  | CU - 50 QC | 6476.0855 | HTC-4 | 6792.9552
CB004 | B4EES-4(Y) | 4EC-4.2 | 4LT | 3543.5861 |  | CU - 64 QC | 7415.1552 | HTC-5 | 7181.6187
CB005 | B4DES-5(Y) | 4DC-5.2 | 5LT | 3665.7787 |  | CU - 72 QC | 7859.1892 | HTC-8 | 8099.1447
CB006 | B4CES-6(Y) | 4CC-6.2 | 6LT | 3787.9714 |  | CU - 90 QC | 8284.6693 | HTC-8 | 8208.1781
CB007 | B4TES-9(Y) | 4TCS-8.2 | 8LT | 5254.2829 |  | CU - 125 QC | 11115.8232 | HTC-10 | 10529.9932
CB008 | B4PES-12(Y) | 4PCS-10.2 | 10LT | 5620.8607 |  | CU - 144 QC | 12074.8219 | HTC-12 | 11389.0144
CB009 | B4NES-14(Y) | 4NCS-12.2 | 12LT | 6109.6312 |  | CU - 160 QC | 13202.3425 | HTC-15 | 12319.6084
CB010 | B4HE-18(Y) | 4H15.2 | 15LT | 8424.8572 |  | CU - 200 QC | 17040.0391 | HTC-20 | 15505.1552
CB011 | B4GE-23(Y) | 4G-20.2 | 20LT | 8661.0963 |  | CU - 250 QC | 20235.1241 | HTC-25 | 17206.844
CB012 | B6HE-28(Y) | 6H-25.2 | 25LT | 10078.5308 |  | CU - 300 QC | 23673.4882 | HTC-30 | 20494.4105
CB013 | B6GE-34(Y) | 6G-30.2 | 30LT | 10432.8894 |  | CU - 350 QC | 25786.1822 | HTC-35 | 22378.393
CB014 | B6FE-44(Y) | 6F-40.2 | 40LT | 11023.4871 |  | CU - 400 QC | 28731.97 | HTC-50 | 25167.4897
CB015 | B4FES-5(Y) | 4FC-5.2 | 5MT | 3543.5861 |  | CU - 72 QC | 7750.1558 | HTC-8 | 7990.1113
CB016 | B4EES-6(Y) | 4EC-6.2 | 6MT | 3665.7787 |  | CU - 90 QC | 8175.6359 | HTC-8 | 8099.1447
CB017 | B4DES-7(Y) | 4DC-7.2 | 7MT | 3787.9714 |  | CU - 100 QC | 8470.0261 | HTC-10 | 8699.4854
CB018 | B4CES-9(Y) | 4CC-9.2 | 9MT | 3910.164 |  | CU - 125 QC | 9916.4556 | HTC-12 | 9785.6234
CB019 | B4VES-10(Y) | 4VCS-10.2 | 10MT | 5498.6681 |  | CU - 144 QC | 11965.7885 | HTC-12 | 11279.9809
CB020 | B4TES-12(Y) | 4TCS-12.2 | 12MT | 5695.0491 |  | CU - 160 QC | 12536.7785 | HTC-15 | 11654.0444
CB021 | B4PES-15(Y) | 4PCS-15.2 | 15MT | 6074.719 |  | CU - 200 QC | 14090.0059 | HTC-20 | 12555.1221
CB022 | B4NES-20(Y) | 4NCS-20.2 | 20MT | 6327.8323 |  | CU - 250 QC | 16945.2757 | HTC-25 | 13916.9957
CB023 | B4HE-25(Y) | 4H-25.2 | 25MT | 8661.0963 |  | CU - 300 QC | 21351.787 | HTC-30 | 18172.7093
CB024 | B4GE-30(Y) | 4G-30.2 | 30MT | 8897.3354 |  | CU - 350 QC | 23802.4892 | HTC-35 | 20394.7
CB024.1 | B6HE-35(Y) | 6H-35.2 | 35MT | 10314.7698 |  | CU - 400 QC | 27568.9048 | HTC-40 | 22653.3297
CB025 | B6GE-40(Y) | 6G-40.2 | 40MT | 10669.1284 |  | CU - 500 QC | 30519.724 | HTC-50 | 24840.3894
CB025.2 | B6FE-50(Y) | 6F-50.2 | 50MT | 11259.7261 |  | CU - 500 QC | 31064.8911 | HTC-55 | 26714.3192
CB025.1 | BS6H-20.2(Y) | S6H-20.2 | 2stage 20LT | 13149.6387 |  | CU - 250 QC | 26034.3103 | HTC-25 | 23006.0303
CB025.3 | BS6G-25.2(Y) | S6G-25.2 | 2stage 25LT | 14212.7146 |  | CU - 300 QC | 28439.9663 | HTC-30 | 25260.8887
CB026 | BS6F-30.2(Y) | S6F-30.2 | 2stage 30LT | 15313.7713 |  | CU - 350 QC | 30204.4686 | HTC-35 | 26796.6795
LT - LOW TEMP , MT - MEDIUM TEMP , LT-2 - LOW TEMP 2 STAGE
ACCESSORIES : , CH - CRANKCASE HEATER,COMPRESSOR RELAY
*PRICE WILL BE CHANGE DUE TO THE CURRENCY RATE
*PLEASE EMAIL OR FAX OVER THE BANK IN SLIP
BANK ACC :HONG LEONG BANK BHD 36600016285 , PUBLIC BANK BHD 3119617816
BENEFICIARY :WELLER AIR-COND PARTS ENTERPRICE SDN BHD
COMPUTER PRINT GENERATE ONLY

## RECOND COMP
WELLER AIR-COND PARTS ENTERPRISE SDN BHD (613386-K)
DATE :5.12.25
ITEM CODE | MODEL | BRAND | HP | (RM) | Evaporating Btu at ~25c | Accessories of refrigeration | CU QC MODEL | Cond QC (RM) | PICTURE
REC001 | LCU-32PJ | SANYO SEMI-HERMERTIC LOW TEMP EVAPORATING -25C | 3 | 1803.4826 | 8052 btu | All danfoss acc filter drier,sight glass,hand valve,solenoid valve,hi-lo control,oil pressure gauge and etc.Only 10hp-15hp c/w oil pressure control | CU - 40 QC | 4834.3363
REC002 | LCU-42PJ |  | 4 | 2363.1841 | 9830 btu |  | CU - 50 QC | 5839.5162
REC003 | LCU-52PJ |  | 5 | 2487.5622 | 15990 btu |  | CU - 72 QC | 6884.3979
REC004 | LCU-62PJ |  | 6 | 2736.3184 | 22150 btu |  | CU - 90 QC | 7430.4657
REC005 | LCU-72PJ |  | 7.5 | 2873.1343 | 25600 btu |  | CU - 100 QC | 7742.1141
REC006 | LCU-100PJ |  | 10 | 3731.3433 | 38500 btu |  | CU - 144 QC | 10503.6015
REC007 | LCU-150PJ |  | 15 | 4975.1244 | 45700 btu |  | CU - 200 QC | 14056.1333
REC008 | 06DA818 | CARRIER | 6.5 | 2114.4279 | 14450 btu | All danfoss acc filter drier,sight glass,hand valve,solenoid valve,hi-lo control,oil pressure gauge and etc.ALL CARRIER COMPRESSOR w/o oil pressure control | CU - 100 QC | 7345.2743
REC009 | 06DA824 |  | 7.5 / 10hp | 2238.806 | 18310 btu |  | CU - 125 QC | 8493.9764
REC010 | 06DM337 | CARRIER RECOND | 10 / 12.5hp | 3109.4527 | 32970 btu |  | CU - 144 QC | 9929.5487
REC011 | 06DA537 |  | 15 | 3083.3333 | 34765 btu |  | CU - 200 QC | 12401.1234
REC012 | 06EA250 |  | 20 | 4726.3682 | 37670 btu |  | CU - 250 QC | 16894.7891
REC013 | 06EA265 |  | 25 | 5063.1458 | 56854 btu |  | CU - 300 QC | 19433.3748
REC014 | 06EA275 |  | 30 | 5970.1493 | 63086 btu |  | CU - 350 QC | 21666.7298
REC015 | 06EA199 |  | 35 | 5683.1228 | 82000 btu |  | CU - 350 QC | 22347.8103
REC016 | 06EA299 |  | 40 | 5683.1228 | 91130 btu |  | CU - 400 QC | 24239.5664
REC017 | 2DC-3.2 | BITZER medium temperature semi-hermertic compressor 15c ~ 0c | 3 | 2860.6965 | 28600 btu 0c | All danfoss acc filter drier,sight glass,hand valve,solenoid valve,hi-lo control,oil pressure gauge and etc.2HP-6HP COMPRESSOR w/o oil pressure control.8HP-50HP C/W OIL PRESSURE CONTROL | CU - 40 QC | 5810.2261
REC017.1 | 4FC-5.2 |  | 5 | 2750 | 40682 btu 0c |  | CU - 72 QC | 6891.0256
REC018 | 4DC-7.2 |  | 7 | 3420.398 | 60850 btu 0c |  | CU - 100 QC | 8247.2806
REC019 | 4V-10.2 |  | 10 | 4228.8557 | 79900 btu 0c |  | CU - 125 QC | 10330.9454
REC020 | 4T-12.2 |  | 12 | 4228.8557 | 96250 btu 0c |  | CU - 144 QC | 10962.8438
REC021 | 4TC-12.2 |  | 12 | 5597.0149 | 96250 btu 0c |  | CU - 144 QC | 12225.7599
REC022 | 4P-15.2 |  | 15 | 5099.5025 | 115360 btu 0c |  | CU - 160 QC | 12457.9046
REC023 | 4PCS-15.2 |  | 15 | 5970.1493 | 115360 btu 0c |  | CU - 160 QC | 13261.5786
REC024 | 4N-20.2 |  | 20 | 5223.8806 | 134480 btu 0c |  | CU - 200 QC | 14377.0132
REC025 | 4NCS-20.2 |  | 20 | 6840.796 | 134480 btu 0c |  | CU - 200 QC | 15869.5505
REC026 | 4J-22.2 |  | 22 | 6094.5274 | 151540 btu 0c |  | CU - 250 QC | 18157.7053
REC027 | 4H-25.2 |  | 25 | 6716.4179 | 175770 btu 0c |  | CU - 250 QC | 15692.6507
REC028 | 4G-30.2 |  | 30 | 6716.4179 | 201370 btu 0c |  | CU - 300 QC | 20569.9994
REC029 | 6J-33.2 |  | 33 | 8706.4677 | 226282 btu 0c |  | CU - 350 QC | 24192.5621
REC030 | 6H-35.2 |  | 35 | 8955.2239 | 263830 btu 0c |  | CU - 400 QC | 26313.9394
REC031 | 6G-40.2 |  | 40 | 9079.602 | 302390 btu 0c |  | CU - 400 QC | 26937.6146
REC032 | 6F-50.2 |  | 50 | 9328.3582 | 357680 btu 0c |  | CU-250QC*2 | 31201.5926
REC033 | 2DC-2.2 | BITZER low temperature semi-hermertic compressor 0c ~ -25c | 2 | 2860.6965 | 9080 btu |  | CU - 36 QC | 5716.9547
REC034 | 2CC-3.2 |  | 3 | 2860.6965 | 11400 btu |  | CU - 50 QC | 6056.5505
REC035 | 2U-3.2 |  | 3 | 2487.5622 | 12870 btu |  | CU - 50 QC | 5712.1188
REC036 | 4FC-3.2 |  | 3 | 2860.6965 | 16007 btu |  | CU - 64B QC | 6604.4593
REC037 | 4EC-4.2 |  | 4 | 3233.8308 | 16007 btu |  | CU - 64B QC | 6948.891
REC038 | 2N-5.2 |  | 5 | 2736.3184 | 20010 btu |  | CU - 72 QC | 7114.019
REC039 | 4Z-5.2 |  | 5 | 3233.8308 | 21000 btu |  | CU - 72 QC | 7573.2612
REC040 | 4DC-5.2 |  | 5 | 3358.209 | 19010 btu |  | CU - 72 QC | 7688.0718
REC041 | 4CC-6.2 |  | 6 | 3482.5871 | 21024 btu |  | CU - 90 QC | 8119.3291
REC042 | 4V-6.2 |  | 6 | 4104.4776 | 25000 btu |  | CU - 100 QC | 8878.7387
REC043 | 4T-8.2 |  | 8 | 4353.2338 | 30888 btu |  | CU - 125 QC | 10445.7559
REC044 | 4TCS-8.2 |  | 8 | 5597.0149 | 30889 btu |  | CU - 125 QC | 11593.8615
REC045 | 4P-10.2 |  | 10 | 4601.99 | 35870 btu |  | CU - 144 QC | 11307.2754
REC045.1 | 4PC-10.2 |  | 10 | 5166.6667 | 35870 btu |  | CU - 144 QC | 12290.0539
REC045.2 | 4PES12Y |  | 12 | 5833.3333 | 35870 btu |  | CU - 144 QC | 12443.9
REC046 | 4N-12.2 |  | 12 | 5223.8806 | 41912 btu |  | CU - 160 QC | 12572.7152
REC047 | 4NCS-12.2 |  | 12 | 5845.7711 | 41913 btu |  | CU - 160 QC | 13146.768
REC048 | 4J-13.2 |  | 13 | 6218.9055 | 47030 btu |  | CU - 200 QC | 15295.4977
REC049 | 4H-15.2 |  | 15 | 6592.0398 | 53925 btu |  | CU - 200 QC | 15639.9294
REC050 | 4G-20.2 |  | 20 | 6592.0398 | 62630 btu |  | CU - 250 QC | 18616.9476
REC051 | 6J-22.2 |  | 22 | 8706.4677 | 69800 btu |  | CU - 250 QC | 21290.3055
REC052 | 6H-25.2 |  | 25 | 8955.2239 | 80888 btu |  | CU - 300 QC | 22636.5895
REC053 | 6G-30.2 |  | 30 | 9079.602 | 93858 btu |  | CU - 350 QC | 24536.9938
REC054 | 6F-40.2 |  | 40 | 10074.6269 | 113482btu |  | CU - 400 QC | 27856.0991
REC055 | S4T-5.2 | BITZER 2 STAGE semi-hermertic compressor -5c ~ -40c | 5 | ~ | 26200 btu |  | CU - 90 QC | 9215.4887
REC056 | S4N-8.2 |  | 8 | ~ | 37500 btu |  | CU - 125 QC | 11446.7498
REC057 | S4G-12.2 |  | 12 | ~ | 56550 btu |  | CU - 160 QC | 15166.0497
REC058 | S6J-16.2 |  | 16 | ~ | 84000 btu |  | CU - 200 QC | 19396.5859
REC059 | S6H-20.2 |  | 20 | 8802.1431 | 94000 btu |  | CU - 250 QC | 22453.7446
REC060 | S6G-25.2 |  | 25 | 9535.6551 | 111780 btu |  | CU - 300 QC | 24122.6806
REC061 | S6F-30.2 |  | 30 | 12672.4866 | 133800btu |  | CU - 350 QC | 26872.8233
REC062 | HSKC6461-60 | BITZER screw comp 0c ~ -20c | 60 | 9328.3582 | 174750 btu -20c |  | HTC 75 | 30981.6029
REC063 | HSKC7461-80 |  | 80 | 9950.2488 | 239250 btu -20c |  | HTC 75 | 34131.3296
REC064 | C-SB303 | Panasonic scroll | 4 | ~ | 0 |  | 0 | 0
REC065 | C-SB453 |  | 6 | ~ | 0 | All danfoss acc filter drier,sight glass,hand valve,solenoid valve,hi-lo control, and etc.except 2-4hp w/o solenoid valve. ALL SEAL UNIT COMPRESSOR AND CONDENSING UNIT W/O WARRANTLY | CU - 72 QC | 3797.9384
REC066 | 300CB | DORIN | 3 | ~ | 0 |  | CU - 40 QC | 4169.5831
REC067 | 400CB | DORIN | 4 | ~ | 0 |  | CU - 50 QC | 4811.9617
REC068 | JT160 | Daikin scroll | 5 | ~ | 0 |  | CU - 64 QC | 3698.5604
REC069 | CRHH-083 | TRANE (new) | 7.5 | 1416.6667 | 0 |  | CU - 100 QC | 5748.0613
REC070 | CRFQ-0250 | COPELAND 1ph | 2.5 | 428.5714 | 0 |  | CU - 36 QC | 2597.8836
REC071 | CRHD-0275 |  | 2.75 | 428.5714 | 0 |  | CU - 40 QC | 2691.155
REC072 | JT95 | DAIKIN | 3 | ~ | 0 |  | 0 | 0
REC073 | JT160 |  | 5 | ~ | 0 |  | CU - 72 QC | 3797.9384
REC074 | QR-90 | Copeland dismantle unit | 7.5 | ~ | 0 |  | CU - 100 QC | 5594.2151
REC075 | QR-070 |  | 7.5 | 1071.4286 | 0 |  | CU - 125 QC | 6434.8118
REC076 | QR-11 |  | 9 | 1214.2857 | 0 |  | 0 | 0
REC077 | QR-125 |  | 10 | ~ | 0 |  | CU - 125 QC | 6665.581
REC078 | QR-15 |  | 12.5 | 1642.8571 | 0 |  | CU - 144 QC | 7605.1717
REC079 | ZR34K/380V | Copeland scroll dismantle unit | 2.75 | ~ | 0 |  | CU - 40 QC | 2583.4627
REC080 | ZR61 |  |  | ~ | 0 |  | 0 | 0
REC081 | ZR68K |  | 5.5 | ~ | 0 |  | 0 | 0
REC082 | ZR72K |  | 6 | ~ | 0 |  | CU - 90 QC | 4191.3082
REC083 | ZR94K |  | 7.5 | 1333.3333 | 0 |  | CU - 125 QC | 6486.4275
REC084 | ZB66KQE |  | 10 | 2500 | 0 |  | CU - 125 QC | 7588.658
REC085 | ZR125K |  | 10 | 1583.3333 | 0 |  | CU - 125 QC | 6742.5041
REC086 | ZR144K |  | 12.5 | ~ | 0 |  | CU - 144 QC | 7451.3256
REC087 | ZR160K |  | 15 | ~ | 0 |  | 0 | 0
REC088 | MTZ22 RECOND | Maneurop dismantle unit | 2 | ~ | 0 |  | 0 | 0
REC089 | MTZ28 RECOND |  | 2 | ~ | 0 |  | CU - 32 QC | 2885.8995
REC090 | MTZ50 RECOND |  | 4 | ~ | 0 |  | CU - 50 QC | 3704.1052
REC091 | MT64 RECOND |  | 5 | ~ | 0 |  | CU - 64 QC | 4544.7142
REC092 | MTZ64 RECOND |  | 5 | ~ | 0 |  | CU - 64 QC | 4544.7142
REC093 | MT72 RECOND |  | 6 | ~ | 0 |  | 0 | 0
REC094 | MT81 RECOND |  | 6.5 | ~ | 0 |  | 0 | 0
REC095 | MT100 RECOND |  | 8.5 | ~ | 0 |  | CU - 100 QC | 6132.6767
REC096 | MTZ100 RECOND |  | 8.5 | ~ | 0 |  | CU - 100 QC | 6671.1382
REC097 | MTZ125 RECOND |  | 10 | ~ | 0 |  | CU - 125 QC | 7511.7349
REC098 | MT160 RECOND |  | 13 | 2833.3333 | 0 |  | CU - 160 QC | 9063.6532
REC099 | AW5532/ 1ph (NEW) | TECUMSEH USA | 2.5 | ~ | 0 |  | CU - 36 QC | 2751.7298
REC100 | AV5538/1PH (NEW) |  | 3 | ~ | 0 |  | CU - 50 QC | 3350.2591
REC101 | AV5542 |  | 3.5 | ~ | 0 |  | 0 | 0
REC102 | AV5555 |  | 4.5 | ~ | 0 |  | CU - 72 QC | 4105.6307
REC103 | AV5568 |  | 5 | ~ | 0 |  | CU - 90 QC | 4422.0775
REC104 | AG5573 |  | 6 | ~ | 0 |  | CU - 90 QC | 4499.0005
REC105 | FH4522z | Tecumseh France | 2 | ~ | 0 |  | 0 | 2423.0769
REC106 | TFH4531 |  | 2.5 | ~ | 0 |  | CU - 36 QC | 3008.1707
REC107 | 25Q/220V | BRISTOL dismantle unit | 2.5 | ~ | 0 |  | CU - 36 QC | 2674.8067
REC108 | 28Q/220V |  | 2.5 | ~ | 0 |  | CU - 36 QC | 2674.8067
REC109 | H23A46Q NEW |  | 4 | ~ | 0 |  | 0 | 0
REC110 | H23A623D NEW |  | 5 | ~ | 0 |  | CU - 72 QC | 4567.1692
REC111 | H2BG124 |  | 10 | ~ | 0 |  | CU - 125 QC | 6896.3503
REC112 | H25G144 |  | 12 | 1916.6667 | 0 |  | 0 | 0
REC113 | 294Q |  | 25 | ~ | 0 |  | CU - 250 QC | 15040.1909
REC114 | JH527YAB | MITSUBISHI | 10 | ~ | 0 |  | 0 | 0
REC115 | 10hp water cooled condenser |  | 10 | ~ | 0 |  | 0 | 0
REC116 | SM148 | DANFOSS SCROLL |  | ~ | 0 |  | 0 | 0
REC117 | SM185 |  | 15 | ~ | 0 |  | 0 | 0
REC118 | SM160 |  | 13 | ~ | 0 |  | 0 | 0
*ONLY SEMI-HEMERTIC COMPRESSOR WITH WARRANTLY. SEAL UNIT COMPRESSOR WITHOUT WARRANTLY.
Prices are subjet to change without prior notice.Price can be negotiate with more quantity order.
ALL RECOND COMPRESSOR C/W RUBBER MOUNTING
*PLEASE EMAIL OR FAX OVER THE BANK IN SLIP
BANK ACC :HONG LEONG BANK BHD 36600016285 , PUBLIC BANK BHD 3119617816
BENEFICIARY :WELLER AIR-COND PARTS ENTERPRICE SDN BHD
COMPUTER PRINT GENERATE ONLY

## ALL NEW COMP
WELLER AIR-COND PARTS ENTERPRISE SDN BHD (613386-K)
DATE :5.12.25
PRICE WILL UPDATE OR CHANGE EVERY WEEK DUE TO THE DATE
[14 empty] | c/w contactor,solenoid valve,3ph relay protection,timer delay | c/w contactor,overload,3ph relay,timer delay w/o solenoid valve | w/o contactor acc,solenoid valve
ITEM CODE | MODEL | BRAND | HP | High side / Low side copper pipe | 1 pallet quantity | BTU/HR AT 0c/ -25c | RM | ACC OF REF | CU QC MODEL | Cond QC (RM) | Model QC unit | C/W Condenser sets BCU,TCU |  | BCU Cond for coldroom (RM)-02 | BCU Cond for showcase(RM)-01 | BCU Cond (RM)-00 | HTC MODEL | HTC cond (RM) | PIC
ALL002 | MT22 (1ph) | MANEUROP ORIGINAL NEW COMPRESSOR (R22) (15c ~ -25c) c/w service valve,QC oil separator | 2 | (V01,06) |  | 3200 btu | 2226.2347 | All danfoss acc filter drier,sight glass,hand valve,solenoid valve,hi-lo control,QC oil sep | CU - 32 QC | 4643.3707 |  | 0 | All danfoss acc filter drier,sight glass,hand valve,hi-lo control and etc. | 0 | 0 | 0 | 0 | 0
ALL003 | MT22 |  | 2 | (V01,06) |  | 3200 btu | 2226.2347 |  | CU - 32 QC | 4484.6405 |  | 0 |  | 0 | 0 | 0 | 0 | 0
ALL004 | MT28 (1ph) |  | 2.3 | (V01,06) |  | 5768 btu | 2575.448 |  | CU - 36 QC | 5150.9553 |  | 0 |  | 0 | 0 | 0 | 0 | 0
ALL005 | MT28 |  | 2.3 | (V01,06) |  | 5768 btu | 2590.3081 |  | CU - 36 QC | 5007.557 |  | 0 |  | 0 | 0 | 0 | 0 | 0
ALL006 | MT32 (1ph) |  | 2.5 | (V06,09) |  | 6143 btu | 2653.8817 |  | CU - 36 QC | 5231.8789 |  | 0 |  | 0 | 0 | 0 | 0 | 0
ALL007 | MT32 |  | 2.5 | (V06,09) |  | 6143 btu | 2653.8817 |  | CU - 36 QC | 5073.1488 |  | 0 |  | 0 | 0 | 0 | 0 | 0
ALL009 | MT36 |  | 3 | (V06,09) |  | 7780 btu | 2762.3607 |  | CU - 40 QC | 5281.3039 |  | 0 |  | 0 | 0 | 0 | 0 | 0
ALL010 | MT40 |  | 3.5 | (V06,09) |  | 8294 btu | 2808.8578 |  | CU - 50 QC | 5449.6663 |  | 0 |  | 0 | 0 | 0 | 0 | 0
ALL010.1 | MT44 |  | 4 | (V04,07) |  | 9600 btu | 3051.4061 |  | CU - 64B QC | 6171.2558 |  | 0 |  | 0 | 0 | 0 | 0 | 0
ALL011 | MT50 |  | 4 | (V04,07) |  | 9932 btu | 3295.0038 |  | CU - 64B QC | 6567.8918 |  | 0 |  | 0 | 0 | 0 | 0 | 0
ALL012 | MT64 |  | 5 | (V04,07) |  | 11843 btu | 3492.8334 |  | CU - 72 QC | 6934.4245 |  | 0 |  | 0 | 0 | 0 | HTC-5 | 6590.9413
ALL013 | MT72 |  | 6 | (V04,07) |  | 13200 btu | 3690.3261 |  | CU - 90 QC | 7559.8891 |  | 0 |  | 0 | 0 | 0 | 0 | 0
ALL014 | MT80 |  | 6.5 | (V02,04) |  | 14983 btu | 4853.9254 |  | CU - 90 QC | 9053.311 |  | 0 |  | 0 | 0 | 0 | 0 | 0
ALL015 | MT100 |  | 8.5 | (V05,02) |  | 18293 btu | 6042.7366 |  | CU - 125 QC | 11901.9609 |  | 0 |  | 0 | 0 | 0 | 0 | 0
ALL016 | MT125 |  | 10 | (V05,02) |  | 25563 btu | 6845.1841 |  | CU - 144 QC | 13302.4765 |  | 0 |  | 0 | 0 | 0 | 0 | 0
ALL017 | MT144 |  | 12 | (V05,03) |  | 29000btu | ~ |  | CU - 160 QC | ~ |  | 0 |  | 0 | 0 | 0 | 0 | 0
ALL018 | MT160 |  | 13 | (V05,03) |  | 32970 btu | 8177.2563 |  | CU - 200 QC | 16406.7863 |  | 0 |  | 0 | 0 | 0 | 0 | 0
ALL019 | MTZ18 | MANEUROP ORIGINAL NEW COMPRESSOR (R404,507,134) (15c ~ -25c) c/w service valve,QC oil separator | 1.5 | (V01,06) |  | 3200btu | 2184.6263 | All danfoss acc filter drier,sight glass,hand valve,solenoid valve,hi-lo control,QC oil sep | CU - 22 QC | 4393.3249 |  | 0 | All danfoss acc filter drier,sight glass,hand valve,hi-lo control and etc. | 0 | 0 | 0 | 0 | 0
ALL020 | MTZ-22 |  | 2 | (V01,06) |  | 4300 btu | 2307.9655 |  | CU - 32 QC | 4568.9659 |  | 0 |  | 0 | 0 | 0 | 0 | 0
ALL021 | MTZ-28 |  | 2.3 | (V01,06) |  | 5460 btu | 2649.7487 |  | CU - 36 QC | 5068.8846 |  | 0 |  | 0 | 0 | 0 | 0 | 0
ALL022 | MTZ-32 |  | 2.5 | (V06,09) |  | 5767 btu | 2754.9306 |  | CU - 36 QC | 5177.4056 |  | 0 |  | 0 | 0 | 0 | 0 | 0
ALL023 | MTZ-36 |  | 3 | (V06,09) |  | 7440 btu | 2964.6815 |  | CU - 40 QC | 5490.0476 |  | 0 |  | 0 | 0 | 0 | 0 | 0
ALL024 | MTZ-40 |  | 3.5 | (V06,09) |  | 7747 btu | 3014.9831 |  | CU - 50 QC | 5796.0903 |  | 0 |  | 0 | 0 | 0 | 0 | 0
ALL024.1 | MTZ-44 |  | 4 | (V04,07) |  | 0 | 3360.7599 |  | CU - 64B QC | 6635.7354 |  | 0 |  | 0 | 0 | 0 | 0 | 0
ALL025 | MTZ-50 |  | 4 | (V04,07) |  | 10000 btu | 3473.3255 |  | CU - 64 QC | 7050.4305 |  | 0 |  | 0 | 0 | 0 | 0 | 0
ALL026 | MTZ-64 |  | 5 | (V04,07) |  | 12935 btu | 3668.1058 |  | CU - 72 QC | 7445.1298 |  | 0 |  | 0 | 0 | 0 | 0 | 0
ALL027 | MTZ-72 |  | 6 | (V04,07) |  | 15119 btu | 4067.7311 |  | CU - 90 QC | 8242.1582 |  | 0 |  | 0 | 0 | 0 | 0 | 0
ALL028 | MTZ-80 |  | 6.5 | (V02,04) |  | 17269 btu | 4846.4953 |  | CU - 90 QC | 9045.6451 |  | 0 |  | 0 | 0 | 0 | 0 | 0
ALL029 | MTZ-100 |  | 8.5 | (V05,02) |  | 19317 btu | 6713.6719 |  | CU - 125 QC | 12594.1957 |  | 0 |  | 0 | 0 | 0 | 0 | 0
ALL030 | MTZ-125 |  | 10 | (V05,02) |  | 26553 btu | 7573.331 |  | CU - 144 QC | 14053.7392 |  | 0 |  | 0 | 0 | 0 | 0 | 0
ALL031 | MTZ-160 |  | 13 | (V05,03) |  | 34983 btu | 8383.8123 |  | CU - 200 QC | 16619.8996 |  | 0 |  | 0 | 0 | 0 | 0 | 0
ALL037 | NTZ-215A4LR1A | MANEUROP ORIGINAL LOW TEMP COMPRESSOR (R134A,R507,R404) (0c ~ -40c) c/w service valve | 10 | (V05,02) |  | 32355 btu | ~ | All danfoss acc filter drier,sight glass,hand valve,solenoid valve,hi-lo control,QC oil separator,suction acc. | CU - 144 QC | 14710.0566 |  | 0 |  | 0 | 0 | 0 | 0 | 0
ALL078 | KCJ511HAE (1ph) | Copeland R22 med temp c/w QC oil separator | 1 | 3/8 , 1/2 | 0.055 * 4ft, 5ft | WJ5510/CAJ4510T | 973.3392 | All danfoss acc filter drier,sight glass,hand valve,solenoid valve,hi-lo control,QC oil sep | CU - 15 QC | 2993.8858 |  | WCU-1HP | All acc filter drier,sight glass,hand valve,hi-lo control and etc. | 2890.8634 | 2787.6888 | 2787.6888 | 0 | 0
ALL079 | KCJ513HAE (1ph) |  | 1.5 | 3/8 , 1/2 | 0.055 * 4ft ,5ft | WJ5515/CAJ4517T | 1062.5 |  | CU - 22 QC | 3209.147 |  | WCU-1.5HP |  | 3164.8795 | 3061.7049 | 3061.7049 | 0 | 0
ALL080 | CR22K6M-PF1 (1ph) |  | 2 | 3/8 , 1/2 | CW relay box | MT22/FH4524 | 1110.2273 |  | CU - 32 QC | 3491.9345 |  | WCU-2HP |  | 3663.1013 | 3559.9267 | 3533.4981 | 0 | 0
ALL081 | CR22K6M-TFM (3ph) |  | 2 | 3/8 , 1/2 | 0 | MT22/TFH4524 | 1277.972 |  | CU - 32 QC | 3506.2743 |  | WCU-2HP |  | 3952.8262 | 3849.6516 | 3547.8379 | 0 | 0
ALL082 | CR30K6M-TFM (3ph) |  | 2.5 | 3/8 , 5/8 | 0 | MT28/TFH4531 | 1337.4126 |  | CU - 36 QC | 3714.887 |  | WCU-3HP |  | 4590.239 | 4487.0644 | 4185.2507 | 0 | 0
ALL083 | CR30K6M-PFM (1ph) |  | 2.5 | 3/8 , 5/8 | CW relay box | MT28/FH4531 | 1214.2483 |  | CU - 36 QC | 3746.5429 |  | WCU-3HP |  | 4346.5097 | 4243.3351 | 4216.9065 | 0 | 0
ALL084 | CR36K6M-PFZ (1ph) |  | 3 | 3/8 , 3/4 | CW relay box | MT36 | 1355.4196 |  | CU - 40 QC | 3988.4282 |  | WCU-4HP |  | 4678.738 | 4575.5634 | 4549.1348 | 0 | 0
ALL085 | CR37K6M-TFD (3ph) |  | 3 | 3/8 , 3/4 |  | MT36 | 1411.7133 |  | CU - 40 QC | 3887.7788 |  | WCU-4HP |  | 4853.4737 | 4750.2991 | 4448.4855 | 0 | 0
ALL086 | CR42K6M-TFM (3ph) |  | 3.5 | 1/2 , 5/8 |  | MT40/TFH4540 | 1448.8636 |  | CU - 50 QC | 4111.2593 |  | WCU-4HP |  | 4919.3259 | 4816.1513 | 4417.8217 | 0 | 0
ALL087 | CR47KQM-TFD (3ph) |  | 4 | 1/2 , 3/4 |  | MT50/TAG4546 | 1604.6554 |  | CU - 64B QC | 4747.4694 |  | LCU-05 |  | 6396.7937 | 6293.6191 | 5895.2895 | 0 | 0
ALL088 | CR62KQM-TFD (3ph) |  | 5 | 1/2 , 7/8 |  | MT64/TAG4561 | 1790.6469 |  | CU - 72 QC | 5566.2929 |  | LCU-06 |  | 7061.0681 | 6957.8935 | 6559.5639 | 0 | 0
ALL089 | CR72KQM-TFM (3ph) |  | 6 | 1/2 , 7/8 |  | MT72/TAG4573 | 2214.1608 |  | CU - 90 QC | 6329.7444 |  | LCU-08 |  | 7932.3518 | 7829.1772 | 7430.8476 | 0 | 0
ALL090 | KCJ461CAL (1ph) | Copeland R404,R507,R22 MED TEMP | 1 | 3/8 , 1/2 |  | WJ5510/CAJ4510Z | 1055.0699 | All danfoss acc filter drier,sight glass,hand valve,solenoid valve,hi-lo control,QC oil sep | CU - 15 QC | 3078.2111 |  | WCU-1.5HP | All danfoss acc filter drier,sight glass,hand valve,hi-lo control and etc. | 3529.1146 | 3425.94 | 3027.6104 | 0 | 0
ALL091 | KCJ484CAL (1ph) |  | 1.5 | 3/8 , 1/2 |  | WJ5515/CAJ4517Z | 1159.0909 |  | CU - 22 QC | 3308.8043 |  | WCU-2HP |  | 3900.2585 | 3797.0839 | 3398.7542 | 0 | 0
ALL092 | KCM511CAL (1ph) |  | 1.75 | 3/8 , 1/2 |  | MTZ22/CAJ4519Z | 1512.0192 |  | CU - 32 QC | ~ |  | WCU-2HP |  | 4290.8194 | 4187.6448 | 3789.3152 | 0 | 0
ALL093 | KCM511CAL (3ph) |  | 1.75 | 3/8 , 1/2 |  | MTZ22/TAJ4519Z | ~ |  | CU - 32 QC | ~ |  | WCU-2HP |  | 4156.6654 | 4053.4908 | 3655.1612 | 0 | 0
ALL094 | KCM514CAL (1ph) |  | 2 | 3/8 , 5/8 |  | MTZ28/FH4524Z | ~ |  | CU - 36 QC | ~ |  | WCU-2HP |  | 4363.0326 | 4259.858 | 3861.5284 | 0 | 0
ALL095 | KCM514CAL (3ph) |  | 2 | 3/8 , 7/8 |  | MTZ28/TFH4524Z | ~ |  | CU - 36 QC | ~ |  | WCU-2HP |  | 4202.6611 | 4099.4865 | 3701.1568 | 0 | 0
ALL096 | KCM519CAL (1ph) |  | 3 | 3/8 , 7/8 |  | MTZ36 | ~ |  | CU - 40 QC | ~ |  | WCU-3HP |  | 4939.7311 | 4836.5565 | 4438.2269 | 0 | 0
ALL097 | KCM519CAL (3ph) |  | 3 | 3/8 , 7/8 |  | MTZ36 | 1448.8636 |  | CU - 40 QC | 3926.1085 |  | WCU-3HP |  | 4801.7441 | 4698.5695 | 4300.2399 | 0 | 0
ALL098 | KCM522CAL (3ph) |  | 3.5 | 3/8 , 7/8 |  | MTZ40/TFH4540Z | 1593.007 |  | CU - 50 QC | 4328.9722 |  | WCU-4HP |  | 5137.0387 | 5033.8641 | 4635.5345 | 0 | 0
ALL098.01 | CS11K6ME-PFZ-135 (1ph) | R404,R507 MED TEMP COMP c/w service valve | 2 | (V01,09) |  | MTZ22/FH4524Z | 1387.7977 | All danfoss acc filter drier,sight glass,hand valve,solenoid valve,hi-lo control,QC oil sep | CU - 32 QC | 3619.5865 |  | WCU-2HP | All danfoss acc filter drier,sight glass,hand valve,hi-lo control and etc. | 3790.7534 | 3687.5788 | 3784.0947 | 0 | 0
ALL098.02 | CS11K6ME-TFD-132 (3ph) |  | 2 | (V01,09) |  | MTZ22/TFH4524Z | 1387.7977 |  | CU - 32 QC | 3619.5865 |  | WCU-2HP |  | 4066.1385 | 3962.9639 | 3784.0947 | 0 | 0
ALL098.03 | CS13K6ME-PFZ-135 (1ph) |  | 2.5 | (V06,09) |  | MTZ32/FH4531Z | 1514.1089 |  | CU - 36 QC | 3897.1928 |  | WCU-2HP |  | 3921.0744 | 3817.8998 | 3914.4158 | 0 | 0
ALL098.04 | CS13K6ME-TFM-132 (3ph) |  | 2.5 | (V06,09) |  | MTZ32/TFH4531Z | 1424.9481 |  | CU - 36 QC | 3805.2015 |  | WCU-2HP |  | 4104.4682 | 4001.2936 | 3822.4244 | 0 | 0
ALL098.05 | CS17K6ME-PFZ-135 (1ph) |  | 3 | (V06,09) |  | MTZ36 | 1603.2698 |  | CU - 40 QC | 4085.4165 |  | WCU-3HP |  | 4589.151 | 4485.9764 | 4582.4923 | 0 | 0
ALL098.06 | CS17K6ME-TFM-132 (3ph) |  | 3 | (V06,09) |  | MTZ36 | 1462.0984 |  | CU - 40 QC | 3939.7635 |  | WCU-3HP |  | 4718.8831 | 4615.7085 | 4436.8393 | 0 | 0
ALL098.061 | CS20K6ME-PFZ-137 (1ph) |  | 3.5 | (V06,09) |  | MTZ40/FH4540Z | 2004.4936 |  | CU - 50 QC | 4753.5218 |  | WCU-4HP |  | 5465.0724 | 5361.8978 | 5183.0287 | 0 | 0
ALL098.07 | CS20K6ME-TFD-132 (3ph) |  | 3.5 | (V06,09) |  | MTZ40/TFH4540Z | 1789.2027 |  | CU - 50 QC | 4531.3963 |  | WCU-4HP |  | 5339.4629 | 5236.2883 | 4960.9032 | 0 | 0
ALL098.08 | CS24KQME-TFD-233 (3ph) |  | 3.7 | (V06,05) |  | MTZ44/TAG4546Z | 2050.4671 |  | CU - 64 QC | 5582.402 |  | WCU-4HP |  | 5776.5069 | 5673.3323 | 5397.9472 | 0 | 0
ALL098.081 | CS27KQME-TFD-233 (3ph) |  | 4 | (V06,05) |  | MTZ50,TAG2516Z | 2095.0475 |  | CU - 64 QC | 5628.3977 |  | LCU-05 |  | 6979.166 | 6875.9914 | 6600.6063 | 0 | 0
ALL098.09 | CS33KQME-TFD-233 (3ph) |  | 5 | (V06,05) |  | MTZ64/TAG4561Z | 2139.628 |  | CU - 72 QC | 5926.3528 |  | LCU-06 |  | 7421.128 | 7317.9534 | 7042.5683 | 0 | 0
ALL098.10 | CF05K6ME-PFZ-135 (2hp 1ph) | R404,R507 LOW TEMP COMP c/w service valve | 2 | (V06,09) |  | FH2480Z 8000BTU | 1818.7418 | All danfoss acc filter drier,sight glass,hand valve,hi-lo control,QC oil sep,suction acc and etc. | CU - 36 QC | 4395.351 |  | WCU-3HP | All danfoss acc filter drier,sight glass,hand valve,hi-lo control,Airmender oil sep,suction acc and etc. | 5367.2189 | 5264.0443 | 4988.6592 | 0 | 0
ALL098.11 | CF05K6ME-TFM-132 (2hp 3ph) |  | 2 | (V06,09) |  | TFH2480Z 8000BTU | 1636.7794 |  | CU - 36 QC | 4207.612 |  | WCU-3HP |  | 5179.4799 | 5076.3053 | 4800.9202 | 0 | 0
ALL098.13 | CF10K6ME-TFM-132 (3ph) 2.8hp |  | 2.8 (5AMP) | (V06,09) |  | TFH2511Z | 1731.81 |  | CU - 40 QC | 4401.8918 |  | WCU-3HP |  | 5277.5273 | 5174.3527 | 4898.9676 | 0 | 0
ALL098.14 | CF12K7ME-TFD (3ph) 3.5hp |  | 3.5 | (V06,09) |  | TFH2513Z | 1914.4594 |  | CU - 50 QC | 4601.3779 |  | WCU-4HP |  | 5409.4445 | 5306.2699 | 5030.8847 | 0 | 0
ALL098.15 | KCM475LAL-C3 (2HP 1ph) |  | 2 | 3/8 , 5/8 |  | FH2480Z 8000BTU | 1628.4271 |  | CU - 36 QC | 4147.2985 |  | WCU-3HP |  | 5119.1664 | 5015.9918 | 4740.6067 | 0 | 0
ALL098.16 | KCM475LAL-E5 (2HP 3ph) |  | 2 | 3/8 , 5/8 |  | TFH2511Z | 1480.022 |  | CU - 36 QC | 3975.401 |  | WCU-3HP |  | 4947.2688 | 4844.0942 | 4568.7091 | 0 | 0
ALL099.01 | KCM512LAL (3HP 3ph) |  | 3 | 3/8 , 3/4 |  | TFH2513Z | 1557.1121 |  | CU - 50 QC | 4302.7797 |  | WCU-3HP |  | 4924.271 | 4821.0964 | 4545.7113 | 0 | 0
ALL099 | KCM515LAL (3.5HP 3ph) |  | 3.5 | 3/8 , 3/4 |  | TAG2516Z | 1738.6364 |  | CU - 64B QC | 4702.5107 |  | WCU-4HP |  | 5195.1717 | 5091.9971 | 4816.612 | 0 | 0
ALL099.02 | KCM517LAL (4HP) |  | 4 | V06,V04(1/2,3/4) |  | TAG2522Z | 1957.4212 |  | CU - 64 QC | 5416.032 |  | LCU-05 |  | 6766.8003 | 6663.6257 | 6388.2406 | HTC-4 | 5128.9994
ALL099.03 | KCM520LAL (5HP) |  | 5 | V06,V04(1/2,3/4) |  |  | 2113.7804 |  | CU - 72 QC | 5706.3211 |  | LCU-06 |  | 7201.0963 | 7097.9217 | 6822.5366 | HTC-5 | 5362.8378
ALL099.1 | SM120S4VC | Danfoss Scroll Compressor 3ph 380V 50HZ-460V 60HZ (20c ~ -25c) R22 | 10 | 7/8, 1 3/8 |  | 0 | ~ | All danfoss acc filter drier,sight glass,hand valve,solenoid valve,hi-lo control | CU - 144 QC | ~ |  | TCU - 120 | All danfoss acc filter drier,sight glass,hand valve,hi-lo control and etc. | 14734.6059 | 14631.4313 | 14356.0462 | 0 | 0
ALL100 | SM124A4ALB |  | 10 | 7/8, 1 3/8 |  | 0 | 3863.6364 |  | CU - 144 QC | 10007.5004 |  | TCU - 120 |  | 12403.4197 | 12300.2451 | 12024.86 | 0 | 0
ALL101 | SM147A4ALB |  | 12 | 7/8, 1 3/8 |  | 0 | 4428.3217 |  | CU - 160 QC | 11179.229 |  | TCU - 120 |  | 13070.1537 | 12966.9791 | 12691.594 | 0 | 0
ALL102 | SM161T4VC |  | 13 | 7/8, 1 3/8 |  | 0 | 5713.7238 |  | CU - 160 QC | 12548.0874 |  | TCU - 150 |  | 15100.2918 | 14997.1172 | 14721.7321 | 0 | 0
ALL103 | SM185S4CC |  | 15 | 1 1/8, 1 5/8 |  | 0 | 6308.1294 |  | CU - 200 QC | 14460.926 |  | TCU - 150 |  | 15872.2976 | 15769.123 | 15493.7379 | HTC-20 | 12877.3157
ALL104 | SY240A4CBE |  | 20 | 1 1/8, 1 5/8 |  | 0 | 11302.578 |  | CU - 250 QC | 22518.7102 |  | TCU - 220 |  | 24299.8002 | 24196.6256 | 23921.2405 | HTC-25 | 19394.2943
ALL105 | SY300A4CBE |  | 25 | 1 1/8, 1 5/8 |  | 0 | 11368.007 |  | CU - 300 QC | 23954.2215 |  | TCUV - 250 |  | 30275.3254 | 30172.1508 | 29896.7657 | HTC-30 | 20674.2207
ALL106 | SY380A4CBE |  | 30 | 1 3/8 ,2 1/8 |  | 0 | ~ |  | CU - 350 QC | 29002.3126 |  | TCUV - 350 |  | 35804.9756 | 35701.801 | 35426.4159 | HTC-35 | 25486.3397
ALL106.1 | SZ080A4VC | Danfoss Scroll Compressor 3ph 380V 50HZ-460V 60HZ (20c ~ -25c) R407C | 7 | 0 |  | 0 | ~ | All danfoss acc filter drier,sight glass,hand valve,solenoid valve,hi-lo control | CU - 100 QC | ~ |  | 0 |  | 0 | 0 | 0 | 0 | 0
ALL106.2 | SZ090S4VC |  | 8 | 0 |  | 0 | ~ |  | CU - 125 QC | ~ |  | 0 |  | 0 | 0 | 0 | 0 | 0
ALL107 | SZ110S4VC |  | 9 | 0 |  | 0 | ~ |  | CU - 125 QC | ~ |  | 0 |  | 0 | 0 | 0 | 0 | 0
ALL108 | SZ120S4VC |  | 10 | 0 |  | 0 | 4762.6748 |  | CU - 144 QC | 10935.0798 |  | 0 |  | 0 | 0 | 0 | 0 | 0
ALL109 | SZ125S4CC |  | 10 | 0 |  | 0 | ~ |  | CU - 144 QC | ~ |  | 0 |  | 0 | 0 | 0 | 0 | 0
ALL110 | SZ148T4VC |  | 12 | 0 |  | 0 | ~ |  | CU - 160 QC | ~ |  | 0 |  | 0 | 0 | 0 | 0 | 0
ALL111 | SZ161T4VC |  | 13 | 0 |  | 0 | 6909.965 |  | CU - 160 QC | 13782.3046 |  | 0 |  | 0 | 0 | 0 | 0 | 0
ALL112 | SZ185S4CC |  | 15 | 0 |  | 0 | 7013.986 |  | CU - 200 QC | 15030.4606 |  | 0 |  | 0 | 0 | 0 | 0 | 0
ALL113 | SZ185 (ROTALOCK) |  | 15 cw rotalock | 0 |  | 0 | ~ |  | CU - 200 QC | ~ |  | 0 |  | 0 | 0 | 0 | 0 | 0
ALL113.1 | SZ240A4CBE |  | 20 | 0 |  | 0 | ~ |  | CU - 250 QC | ~ |  | 0 |  | 0 | 0 | 0 | 0 | 0
ALL113.2 | SZ300A4CBE |  | 25 | 0 |  | 0 | ~ |  | CU - 300 QC | ~ |  | 0 |  | 0 | 0 | 0 | 0 | 0
ALL113.3 | SZ380A4CBI |  | 30 | 0 |  | 0 | ~ |  | CU - 350 QC | ~ |  | 0 |  | 0 | 0 | 0 | 0 | 0
ALL116 | SH090A4ALC | Danfoss Scroll Compressor 3ph 380V 50HZ-460V 60HZ (20c ~ -25c) R410A | 7.5 | 0 |  | 0 | ~ |  | 0 | ~ |  | 0 | All danfoss acc filter drier,sight glass,hand valve,hi-lo control and etc. | 0 | 0 | 0 | 0 | 0
ALL116.1 | SH105A4ALC |  | 9 | 0 |  | 0 | ~ |  | 0 | ~ |  | 0 |  | 0 | 0 | 0 | 0 | 0
ALL116.2 | SH120A4ALC |  | 10 | 0 |  | 0 | ~ |  | 0 | ~ |  | 0 |  | 0 | 0 | 0 | 0 | 0
ALL116.3 | SH140A4ALC |  | 12 | 0 |  | 0 | ~ |  | 0 | ~ |  | 0 |  | 0 | 0 | 0 | 0 | 0
ALL117 | SH161A4ALC |  | 13 | 0 |  | 0 | ~ |  | 0 | ~ |  | 0 |  | 0 | 0 | 0 | 0 | 0
ALL117.1 | SH180B4ABE |  | 15 | 0 |  | 0 | ~ |  | 0 | ~ |  | 0 |  | 0 | 0 | 0 | 0 | 0
ALL118 | SH184A4ALC |  | 15 | 0 |  | 0 | ~ |  | 0 | ~ |  | 0 |  | 0 | 0 | 0 | 0 | 0
ALL119 | SH240A4ABE |  | 20 | 0 |  | 0 | ~ |  | 0 | ~ |  | 0 |  | 0 | 0 | 0 | 0 | 0
ALL120 | CH290A4AB |  | 25 | 2UNIT |  | YORK | 11397.7273 |  | 0 | ~ |  | 0 |  | 0 | 0 | 0 | 0 | 0
0 | SH295A4BBA |  | 25 | 0 |  | 0 | ~ |  | 0 | ~ |  | 0 |  | 0 | 0 | 0 | 0 | 0
0 | SH380A4ABB |  | 30 | 0 |  | 0 | ~ |  | 0 | ~ |  | 0 |  | 0 | 0 | 0 | 0 | 0
ALL121.2 | MLZ021T4LP9A | Danfoss Scroll Compressor 3ph 380V 50HZ-460V 60HZ (20c ~ -25c) R22,R404,R507 | 3 | 0 |  | 0 | 1685.9572 |  | CU - 40 QC | 4541.8481 |  | BCU - 50 | All danfoss acc filter drier,sight glass,hand valve,hi-lo control and etc. | 5179.3634 | 5076.1888 | 4800.8037 | 0 | 0
ALL121.3 | MLZ030T4LC9A |  | 4 | 0 |  | 0 | 2118.7587 |  | CU - 64 QC | 6044.2839 |  | BCU - 55 |  | 5963.4604 | 5860.2858 | 5584.9007 | 0 | 0
ALL121.4 | MLZ038T4LC9A |  | 5 | 0 |  | 0 | 2259.1448 |  | CU - 72 QC | 6135.2466 |  | BCU - 64 |  | 6411.5602 | 6308.3856 | 6033.0005 | 0 | 0
ALL121.5 | MLZ045T4LC9A |  | 6 | 0 |  | 0 | 2516.2675 |  | CU - 90 QC | 7045.1185 |  | BCU - 72 |  | 7286.1508 | 7182.9762 | 6907.5911 | 0 | 0
ALL121.6 | MLZ048T4LC9A |  | 7 | 0 |  | 0 | 3398.7369 |  | CU - 100 QC | 8146.844 |  | BCU - 100 |  | 8417.8297 | 8314.6551 | 8039.27 | 0 | 0
ALL121.7 | MLZ058T4LC9A |  | 8 | 0 |  | 0 | 4066.5516 |  | CU - 125 QC | 10383.5976 |  | LCU-08 | All danfoss acc filter drier,sight glass,hand valve,hi-lo control,emerson oil separator,suction acc and etc. | 10953.7923 | 10850.6177 | 10575.2326 | 0 | 0
ALL121.8 | MLZ066T4LC9A |  | 9 | 0 |  | 0 | 4169.9038 |  | CU - 144 QC | 11087.6304 |  | LCU-10 |  | 11777.6167 | 11674.4421 | 11399.057 | 0 | 0
ALL121.9 | MLZ076T4LC9A |  | 10 | 0 |  | 0 | 4629.6828 |  | CU - 144 QC | 11194.5704 |  | LCU-12 |  | 12779.8815 | 12676.7069 | 12401.3218 | 0 | 0
ALL121.10 | MLZ090T4LC9 |  | 13 | 0 |  | 0 | 5010.7397 |  | CU - 160 QC | 11871.1061 |  | LCU-15 |  | 13362.6843 | 13259.5097 | 12984.1245 | 0 | 0
ALL123 | ZB15KQE-TFD559 | ZB SERIES can be use for R134A,R404,R507 (15c ~ -25c) 380V-440V 50Hz 3ph c/w service valve | 2 | V06,V04(1/2,3/4) |  | 0 | 1864.7154 | All danfoss acc filter drier,sight glass,hand valve,solenoid valve,hi-lo control,Emerson oil separator,suction acc. | CU - 32 QC | 4482.7637 |  | BCU - 36 | All danfoss acc filter drier,sight glass,hand valve,hi-lo control,emerson oil separator and etc. | 5041.221 | 4938.0464 | 4662.6613 | 2.5hp | 4246.2412
ALL124 | ZB19KQE-TFD559 |  | 2.5 | V06,V04(1/2,3/4) |  | 0 | 1887.0056 |  | CU - 36 QC | 4653.0467 |  | BCU - 40 |  | 5194.4011 | 5091.2265 | 4815.8414 | 0 | 0
ALL125 | ZB21KQE-TFD559 |  | 3 | V06,V04(1/2,3/4) |  | 0 | 1931.4374 |  | CU - 40 QC | 4795.1214 |  | BCU - 50 |  | 5432.6366 | 5329.462 | 5054.0769 | HTC-3 | 5042.0987
ALL127 | ZB29KQE-TFD559 |  | 4 | V06,V05(1/2,7/8) |  | 0 | 2313.343 |  | CU - 64 QC | 6245.0454 |  | BCU - 55 |  | 6164.2219 | 6061.0473 | 5785.6622 | 0 | 0
ALL128 | ZB38KQE-TFD559 |  | 5 | V06,V05(1/2,7/8) |  | 0 | 2427.989 |  | CU - 72 QC | 6560.467 | QC38M1-TFA-XX | BCU - 64 |  | 6836.7806 | 6733.606 | 6458.2209 | 0 | 0
ALL129 | ZB45KQE-TFD559 |  | 6 | V06,V05(1/2,7/8) |  | 0 | 2735.9654 |  | CU - 90 QC | 7271.7909 | QC45M1-TFA-XX | BCU - 72 |  | 7512.8232 | 7409.6486 | 7134.2635 | 0 | 0
ALL130 | ZB48KQE-TFD559 |  | 7 | V08,V05(5/8,7/8) |  | 0 | 3381.6106 |  | CU - 100 QC | 8129.174 | QC48M1-TFA-XX | BCU - 100 |  | 8400.1597 | 8296.9851 | 8021.6 | 0 | 0
ALL131 | ZB58KQE-TFD559 |  | 8 | 218 (7/8,11/8) |  | 0 | 4301.4254 |  | CU - 125 QC | 10625.9277 | QC58M1-TFA-XX | LCU-10 | All danfoss acc filter drier,sight glass,hand valve,hi-lo control,emerson oil separator,suction acc and etc. | 11888.5076 | 11785.333 | 11509.9479 | 0 | 0
ALL132 | ZB66KQE-TFD559 |  | 9 | 272 (7/8,13/8) |  | 0 | 4612.9589 |  | CU - 144 QC | 11544.7507 | QC66M1-TFA-XX | LCU-10 |  | 12234.737 | 12131.5624 | 11856.1773 | 0 | 0
ALL133 | ZB76KQE-TFD559 |  | 10 | 272 (7/8,13/8) |  | 0 | 4985.2054 |  | CU - 144 QC | 11928.8146 | QC76M1-TFA-XX | LCU-12 |  | 13514.1257 | 13410.9511 | 13135.566 | HTC-12 | 11221.2354
ALL133.01 | ZB88KQE-TFD559 |  | 12 | 273 (7/8,13/8) |  | 0 | 5077.4909 |  | CU - 160 QC | 11887.7906 | QC88M1-TFA-XX | LCU-15 |  | 13379.3688 | 13276.1942 | 13000.809 | 0 | 0
ALL134 | ZB95KQE-TFD559 |  | 13 | 273 (7/8,13/8) |  | 0 | 5867.8977 |  | CU - 160 QC | 13471.2955 | QC95M1-TFA-XX | LCU-15 |  | 14962.8736 | 14859.699 | 14584.3139 | 0 | 0
ALL135 | ZB114KQE-TFD559 |  | 15 | 273 (7/8,13/8) |  | 0 | 6557.4082 |  | CU - 200 QC | 15482.2582 | QC114M1-TFA-XX | LCU-20 |  | 16230.2846 | 16127.11 | 15851.7248 | 0 | 0
ALL135.01 | ZB130KQE-TFD551 |  | 20 | 274 (1 1/8,15/8) |  | 0 | 6854.2767 |  | CU - 250 QC | 18449.4239 | QC130M1-TFA-XX | TCUV - 250 |  | 25922.6403 | 25819.4657 | 25544.0806 | 0 | 0
ALL135.02 | ZB150KQE-TFD552 |  | 22 | 0 |  | 0 | ~ |  | CU - 250B QC | ~ | QC130M2-TFA-XX | TCUV - 250 |  | ~ | ~ | ~ | 0 | 0
ALL135.03 | ZB190KQE-TWD-523 |  | 25 | 276 (1 3/8,15/8) |  | 0 | 11432.0356 |  | CU - 300 QC | 24954.0553 | QC190M1-TFA-XX | TCUV - 300 |  | 31816.6251 | 31713.4505 | 31438.0654 | 0 | 0
ALL135.04 | ZB220KQE-TWD-523 |  | 30 | 277 (1 3/8,15/8) |  | 0 | 13601.616 |  | CU - 350 QC | 28802.1363 | QC220M1-TFA-XX | TCUV - 350 |  | 35604.7993 | 35501.6247 | 35226.2396 | 0 | 0
ALL135.06 | ZFI23KQE-TFD552 | ZFI Low temp SERIES can be use for R134A,R404,R507 (7c ~ -40c) 380V-440V 50Hz 3ph c/w core sense, sub cooler & service valve | 5 | V06,V05(1/2,7/8) |  | 23000btu (4DES5Y) | 3786.8332 | All danfoss acc filter drier,sight glass,hand valve,solenoid valve,hi-lo control,Emerson oil separator,suction acc. | CU - 72 QC | 7842.2322 | QC23L1-TFA-XX | LCU-06 | All danfoss acc filter drier,sight glass,hand valve,hi-lo control,emerson oil separator,suction acc and etc. | 9337.0074 | 9233.8328 | 8958.4477 | 0 | 0
ALL135.07 | ZFI26KQE-TFD552 |  | 6 | V06,V05(1/2,7/8) |  | 28000btu (4CES6Y) | 3920.9872 |  | CU - 90 QC | 8302.8789 | QC26L1-TFA-XX | LCU-06 |  | 9471.1615 | 9367.9869 | 9092.6018 | 0 | 0
ALL135.08 | ZFI36KQE-TFD552 |  | 8 | V05,V04 (7/8,3/4) |  | 36000btu (4TES9Y) | 4792.9406 |  | CU - 125 QC | 10858.2563 | QC36L1-TFA-XX | LCU-08 |  | 11428.4511 | 11325.2764 | 11049.8913 | 0 | 0
ALL135.09 | ZFI39KQE-TFD552 |  | 10 | V05,V04 (7/8,3/4) |  | 42000btu (4PES12Y) | 5124.1094 |  | CU - 144 QC | 11788.1296 | QC39L1-TFA-XX | LCU-10 |  | 12478.1159 | 12374.9413 | 12099.5562 | HTC-10 | 10611.1082
ALL135.10 | ZFI50KQE-TFD564 |  | 12 | V05,V03 (7/8,13/8) |  | 49000btu (4NES14Y) | 5470.4664 |  | CU - 160 QC | 12844.9318 | QC50L1-TFA-XX | LCU-12 |  | 13841.1262 | 13737.9516 | 13462.5665 | HTC-12 | 11548.2359
ALL135.11 | ZFI59KQE-TFD564 |  | 15 | V05,V03 (7/8,13/8) |  | 59000btu (4JE15Y) | 6807.4072 |  | CU - 200 QC | 15365.3553 | QC59L1-TFA-XX | LCU-15 |  | 15716.1007 | 15612.9261 | 15337.541 | HTC-15 | 13313.7651
ALL135.12 | ZFI68KQE-TFD564 |  | 18 | V05,V03 (7/8,13/8) |  | 68000btu (4HE18Y) | 7922.0356 |  | CU - 200 QC | 16638.7139 | QC68L1-TFA-XX | LCU-20 |  | 17386.7403 | 17283.5657 | 17008.1806 | HTC-20 | 15055.1036
ALL135.13 | ZFI81KQE-TFD564 |  | 20 | V05,V03 (7/8,13/8) |  | 81000btu (4GE23Y) | 9209.9144 |  | CU - 250 QC | 20587.4656 | QC81L1-TFA-XX | TCU - 200 |  | 21643.9128 | 21540.7382 | 21265.3531 | HTC-25 | 17463.0496
ALL135.14 | ZFI96KQE-TFD523 |  | 25 | V03,V38 (1 3/8,1 5/8) |  | 96000btu (6HE28Y) | 14273.4533 |  | CU - 300 QC | 27432.5512 | QC96L1-TFA-XX | TCUV - 250 |  | 33753.6551 | 33650.4805 | 33375.0954 | HTC-30 | 24152.5504
ALL135.20 | ZFI122KQE-TED523 |  | 30 | V03,V38 (1 3/8,1 5/8) |  | 122000btu (6GE34Y) | 14614.5878 |  | CU - 350 QC | 29383.3108 | QC122L1-TFA-XX | TCUV - 350 |  | 36185.9738 | 36082.7992 | 35807.4141 | HTC-35 | 25867.3379
ALL135.21 | ZFI140KQE-TED523 |  | 40 | V03,V38 (1 3/8,1 5/8) |  | 140000btu (6FE44Y) | 16063.4515 |  | CU - 400 QC | 34078.8963 | QC140L1-TFA-XX | TCUV - 400 |  | 38747.7227 | 38644.5481 | 38369.163 | HTC-40 | 27712.3611
ALL135.22 | CORE SENSE (562-0291-01) ZFI23-26 | EVI CORE SENSE |  |  |  |  | 694.1667 |  | EVI CORE SENSE
ALL135.23 | CORE SENSE (562-0291-02) ZFI36-59 | [5 empty] | 694.1667
ALL135.24 | CORE SENSE (562-0291-03) ZFI68-81 | [5 empty] | 694.1667
ALL135.25 | CORE SENSE (562-0291-06) ZFI96-140 | [5 empty] | 694.1667
ALL135.251 | 571-0064-06 MODULE-CORESENSE ASSM | MODULE CORESENSE |  |  |  |  | 669.2333 |  | MODULE CORESENSE
ALL135.252 | 043-0210-00 (ZFI23-ZFI81) SENSOR-VAPOR IN | SENSOR |  |  |  |  | 28.8699 |  | SENSOR
ALL135.253 | 043-0210-02 (ZFI23-ZFI81) SENSOR-VAPOR OUT | [5 empty] | 28.8699
ALL135.254 | 043-0277-00 (ZFI23-ZFI140) SENSOR-DLT |  |  | (1/2,3/4) |  |  | 23.0745
ALL135.255 | 043-0285-00 (ZFI96,ZFI122,ZFI140) SENSOR-VAPOR IN/OUT |  |  | (1/2,3/4) |  |  | 47.4369
ALL135.256 | PLATE HEAT BX4THX14 (ZFI20-ZFI39) | [5 empty] | 321.1111
ALL135.257 | PLATE HEAT BX4THX20 (ZFI50-ZFI59) | [5 empty] | 386.3636
ALL135.258 | PLATE HEAT BX4THX24 (ZFI68-ZFI81) | [5 empty] | 0
ALL135.259 | PLATE HEAT BX4THX24 (ZFI96-ZFI40) | [5 empty] | 0
ALL135.26 | Jacket ZFI50 & ZFI59 | SOUND JACKET |  | (1/2,3/4) |  |  | 274.6154
ALL135.27 | Jacket ZFI68 & ZFI81 |  |  | (1/2,7/8) |  |  | 325.2024
ALL135.28 | Jacket ZFI96,ZFI122 & ZFI140 |  |  | (1/2,7/8) |  |  | 419.1498
ALL135.29 | ZB15KQE-TFD558 (W) | ZB SERIES can be use for R134A,R404,R507 (15c ~ -25c) 380V-440V 50Hz 3ph |  | (1/2,7/8) |  |  | 1805.507
ALL135.30 | ZB19KQE-TFD558 (W) |  |  | (5/8,7/8) |  |  | 1873.715
ALL135.31 | ZB21KQE-TFD558 (W) |  |  | (7/8,11/8) |  |  | 1783.2911
ALL135.32 | ZB29KQE-TFD558 (W) |  |  | (7/8,13/8) |  |  | 2159.1783
ALL135.33 | ZB38KQE-TFD558 (W) |  |  | (7/8,13/8) |  |  | 2275.236
ALL135.34 | ZB45KQE-TFD558 (W) |  |  | (7/8,13/8) |  |  | 2620.3628
ALL135.35 | ZB48KQE-TFD558 (W) |  |  | (7/8,13/8) |  |  | 3202.4344
ALL135.36 | ZB58KQE-TFD550 (W) |  |  | (1 1/8,15/8) |  |  | 4077.1023
ALL135.37 | ZB66KQE-TFD550 (W) |  |  | (1 3/8,15/8) |  |  | 4448.2343
ALL135.38 | ZB76KQE-TFD550 (W) |  |  | (1 3/8,15/8) |  |  | 4822.6355
ALL135.40 | ZB95KQE-TFD550 (W) | [5 empty] | 5466.0795
ALL135.41 | ZB114KQE-TFD550 (W) | [5 empty] | 6455.2448
ALL135.42 | ZB130KQE-TFD550 (W) | [5 empty] | 6681.1189
ALL135.43 | ZB190KQE-TWD-522 (W) | [5 empty] | 11070.8042
ALL135.44 | ZB220KQE-TWD-522 (W) | [5 empty] | 13213.6364
ALL135.46 | ZFI26KQE-TFD550 (W) | ZFI Low temp SERIES can be use for R134A,R404,R507 (7c ~ -40c) 380V-440V 50Hz 3ph |  |  |  |  | 3838.3387
ALL135.47 | ZFI36KQE-TFD550 (W) | [5 empty] | 4692.325
ALL135.48 | ZFI39KQE-TFD550 (W) | [5 empty] | 5023.4939
ALL135.49 | ZFI50KQE-TFD554 (W) |  | 0 | [5 empty] | 0 | 0 | [6 empty] | 0 | 0
ALL135.50 | ZFI59KQE-TFD554 (W) |  | 0 | [5 empty] | 0 | 0 | [6 empty] | 0 | 0
ALL135.51 | ZFI68KQE-TFD554 (W) |  | 0 | [5 empty] | 0 | 0 | [6 empty] | 0 | 0
ALL135.52 | ZFI81KQE-TFD554 (W) |  | 0 | [5 empty] | 0 | 0 | [6 empty] | 0 | 0
ALL135.53 | ZFI96KQE-TFD522 (W) |  | 0 | [5 empty] | 0 | 0
0 | ZB38KQE X 2 | ZB SERIES can be use for R134A,R404,R507 (15c ~ -25c) 380V-440V 50Hz 3ph | 10 |  |  |  |  | All acc filter drier,sight glass,hand valve,solenoid valve,hi-lo control,Emerson oil separator,suction acc. | TCU - 120 | 22785.7916 | [6 empty] | 0 | 0
| ZB45KQE X 2 |  | 12 | [5 empty] | TCU - 150 | 24458.9526
0 | ZB48KQE X 2 |  | 14 | [5 empty] | TCU - 150 | 25660.0528 | [6 empty] | 0 | 0
0 | ZB58KQE X 2 |  | 16 | [5 empty] | TCU - 200 | 29463.3472 | [6 empty] | 0 | 0
0 | ZB66KQE X 2 |  | 18 | [5 empty] | TCU - 200 | 33000.2989 | [6 empty] | 0 | 0
| ZB76KQE X 2 |  | 20 | [5 empty] | TCU - 220 | 34497.5155
| ZB88KQE X 2 |  | 24 | [5 empty] | TCUV - 250 | 40485.4892
| ZB95KQE X 2 |  | 26 | [5 empty] | TCUV - 250 | 42738.0506
| ZB114KQE X 2 |  | 30 | [5 empty] | TCUV - 300 | 46099.4119
| ZB130KQE X 2 |  | 40 | [5 empty] | TCUV - 400 | 50907.2982
0 | ZB58KQE X 3 |  | 24 | [5 empty] | TCUV - 300 | 49686.1783 | [6 empty] | 0 | 0
0 | ZB66KQE X 3 |  | 27 | [5 empty] | TCUV - 350 | 52966.7997 | [6 empty] | 0 | 0
0 | ZB76KQE X 3 |  | 30 | [5 empty] | TCUV - 350 | 54125.6606 | [6 empty] | 0 | 0
0 | ZB88KQE X 3 |  | 36 | [5 empty] | TCUV - 400 | 55682.3167 | [6 empty] | 0 | 0
0 | ZB95KQE X 3 |  | 39 | [5 empty] | TCUV - 400 | 59061.1587 | [6 empty] | 0 | 0
0 | ZFI23KQE X 2 | ZFI Low temp SERIES can be use for R134A,R404,R507 (7c ~ -40c) 380V-440V 50Hz 3ph | 10 |  |  |  |  | All acc filter drier,sight glass,hand valve,solenoid valve,hi-lo control,Emerson oil separator,suction acc. | TCU - 120 | 25893.8915 | [6 empty] | 0 | 0
0 | ZFI26KQE X 2 |  | 12 | [5 empty] | TCU - 150 | 27169.8032 | [6 empty] | 0 | 0
0 | ZFI36KQE X 2 |  | 16 | [5 empty] | TCU - 200 | 33243.5193 | [6 empty] | 0 | 0
| ZFI39KQE X 2 |  | 20 | [5 empty] | TCU - 220 | 35252.9944
| ZFI50KQE X 2 |  | 24 | [5 empty] | TCUV - 250 | 42951.7196
0 | ZFI59KQE X 2 |  | 30 | [5 empty] | TCUV - 300 | 46945.8281 | [6 empty] | 0 | 0
0 | ZFI68KQE X 2 |  | 36 | [5 empty] | TCUV - 350 | 50966.72 | [6 empty] | 0 | 0
0 | ZFI81KQE X 2 |  | 40 | [5 empty] | TCUV - 400 | 56092.6393 | [6 empty] | 0 | 0
0 | ZFI96KQE X 2 |  | 50 | [5 empty] | TCUV - 500 | 69071.4081
0 | ZFI122KQE X 2 |  | 60 | 0 |  | 0 | 0 |  | TCUV- 600 | 83306.2139 | [6 empty] | 0 | 0
0 | ZFI36KQE X 3 |  | 24 | 0 |  | 0 | 0 |  | TCUV - 250 | 51154.8086 | [6 empty] | 0 | 0
0 | ZFI39KQE X 3 |  | 30 | 0 |  | 0 | 0 |  | TCUV - 300 | 53193.7165 | [6 empty] | 0 | 0
0 | ZFI50KQE X 3 |  | 36 | 0 |  | 0 | 0 |  | TCUV - 400 | 57314.8114 | [6 empty] | 0 | 0
0 | ZFI59KQE X 3 |  | 45 | 0 |  | 0 | 0 |  | TCUV - 500 | 63936.8029 | [6 empty] | 0 | 0
ALL136 | C-SB261H5A (1PH) | Panasonic Scroll Compressor R22 380V-440V 50Hz 3ph (20c ~ -10c) | 3.5 | (1/2,7/8) |  | 11200btu | 1350.6356 | All danfoss acc filter drier,sight glass,hand valve,solenoid valve,hi-lo control,QC oil separator | CU - 50 QC | 3867.0423 | [6 empty] | 0 | 0
ALL138 | C-SB303H8A |  | 4 | (1/2,7/8) |  | 14200btu | 1264.0086 |  | CU - 64B QC | 3922.5273 | [6 empty] | 0 | 0
ALL139 | C-SB373H8A |  | 5 | (1/2,7/8) |  | 18100btu | 1332.2884 |  | CU - 72 QC | 4668.8686 | [6 empty] | 0 | 0
ALL141 | C-SB453H8A |  | 6 | (1/2,7/8) |  | 0 | 1652.8703 |  | CU - 90 QC | 5290.5002 | [6 empty] | 0 | 0
ALL142 | C-SBR235H38A |  | 7 | (1/2,7/8) |  | 22000btu | 1972.7465 |  | CU - 100 QC | 5807.544 | [6 empty] | 0 | 0
ALL143 | C-SC603H8H |  | 8 | (3/4,1 1/8) |  | 0 | 2872.7469 |  | CU - 125 QC | 8093.3664 | [6 empty] | 0 | 0
ALL144 | C-SC673H8H |  | 9 | (3/4,1 1/8) |  | 30717btu | 2922.7077 |  | CU - 144 QC | 8711.9557 | [6 empty] | 0 | 0
ALL145 | C-SC753H8H |  | 10 | (3/4,1 1/8) |  | 36177btu | 2960.9504 |  | CU - 144 QC | 9720.8134 | [6 empty] | 0 | 0
ALL146 | C-SC903H8H |  | 12 | (3/4,1 1/8) |  | 40956btu | 3143.595 |  | CU - 160 QC | 9354.734 |  | TCU - 120 |  | 11807.9417 | 11142.4842 | 10867.0991 | 0 | 0
ALL147 | C-SBN263H8A | Panasonic Scroll Compressor R407C,R404,R507 380V-440V 50Hz 3ph (20c ~ -25c) C/W Oil glass,tandem type cw QC OIL SEPARATOR & Suction acc. | 3.5 | (1/2,7/8) |  | 11200btu | 1464.9621 | All danfoss acc filter drier,sight glass,hand valve,solenoid valve,hi-lo control,QC oil separator,suction acc. | CU - 50 QC | 4291.7813 |  | BCU - 50 | All danfoss acc filter drier,sight glass,hand valve,hi-lo control,airmender oil separator and etc. | 4675.1523 | 4571.9777 | 4296.5926 | HTC-3 | 4284.6143
ALL148 | C-SBN303H8G |  | 4 | (1/2,7/8) |  | 14200btu | 1529.3561 |  | CU - 64B QC | 4856.303 |  | BCU - 55 |  | 5074.0355 | 4970.8609 | 4695.4758 | HTC-4 | 4867.8264
ALL149 | C-SBN373H8G |  | 5 | (1/2,7/8) |  | 18100btu | 1607.0729 |  | CU - 72 QC | 5374.9929 |  | BCU - 64 |  | 5651.3065 | 5548.1319 | 5272.7468 | HTC-5 | 5031.5096
ALL150 | C-SBN453H8G |  | 6 | (1/2,7/8) |  | 20600btu | 1947.9167 |  | CU - 90 QC | 6144.1947 |  | BCU - 72 |  | 6385.227 | 6282.0524 | 6006.6673 | HTC-8 | 6065.2753
ALL151 | C-SBS235H38B |  | 7 | (1/2,7/8) |  | 22000btu | 2197.4432 |  | CU - 100 QC | 6573.0802 |  | BCU - 100 |  | 6844.0659 | 6740.8913 | 6465.5062 | HTC-8 | 6302.9196
ALL152 | C-SCN603H8T |  | 8 | (3/4,1 1/8) |  | 30717btu | 3018.4659 |  | CU - 125 QC | 8923.57 |  | LCU-08 |  | 9161.8701 | 9058.6955 | 8783.3104 | HTC-10 | 8319.1422
ALL152.1 | 3CC149LA0M |  | 9 | (3/4,1 1/8) |  | 0 | 3632.1023 |  | CU - 125 QC | 9994.0109 |  | LCU-10 |  | 10926.001 | 10822.8264 | 10547.4413 | 0 | 0
ALL153 | C-SCN753H8T |  | 10 | (3/4,1 1/8) |  | 36177btu | 3098.9583 |  | CU - 144 QC | 9597.629 |  | LCU-10 |  | 9957.0255 | 9853.8509 | 9578.4658 | HTC-12 | 8890.0498
ALL154 | C-SCN903H8T |  | 12 | (3/4,1 1/8) |  | 40956btu | 3297.4138 |  | CU - 160 QC | 10271.0711 |  | LCU-12 |  | 10936.6758 | 10833.5012 | 10558.1161 | HTC-15 | 9360.3137
ALL155 | C-SBN303L8A (4hp LT) | Panasonic Scroll Low temp Compressor R404A,R507 380V-440V 50Hz 3ph (0c ~ -40c) cw QC OIL SEPARATOR & Suction acc. | 4 | (1/2,7/8) inx2203(0.26-20) |  | 14500btu | 2070.9746 | All danfoss acc filter drier,sight glass,hand valve,solenoid valve,hi-lo control,QC oil separator,suction acc. | CU - 64 QC | 5949.6818 |  | BCU - 55 | All danfoss acc filter drier,sight glass,hand valve,solenoid valve,hi-lo control,Airmender oil separator,suction acc. | 6078.1196 | 5974.945 | 5699.5599 | 0 | 0
ALL156 | C-SBN373L8A (5hp LT) |  | 5 | (1/2,7/8) inx2203(0.26-20) |  | 20200btu | 2185.574 |  | CU - 72 QC | 6254.1411 |  | BCU - 64 |  | 6739.716 | 6636.5414 | 6361.1563 | 0 | 0
ALL157 | C-SBN453L8A (6hp LT) |  | 6 | (1/2,7/8) inx2203(0.42-40) |  | 24000btu | 2365.6587 |  | CU - 90 QC | 6816.3624 |  | BCU - 72 |  | 7333.7338 | 7230.5592 | 6955.1741 | HTC-8 | 6737.443
ALL158 | C-SCN523L8H (7hp LT) 3CC120SA03 |  | 7 | (3/4,1 1/8) inx2208(0.42-40) |  | 28000btu | 4174.6918 |  | CU - 100 QC | 9429.1695 |  | LCU-08 |  | 10840.5356 | 10737.361 | 10461.9759 | 0 | 0
ALL159 | 3CC137SA03 (8hpLT) Panasonic |  | 8 | (3/4,1 1/8) inx2208(0.49-40) |  | 32000btu | 4223.7341 |  | CU - 125 QC | 10206.9885 |  | LCU-08 |  | 10777.1832 | 10674.0086 | 10398.6235 | HTC-10 | 9602.5607
ALL160 | C- SCN753L8H (10HP LT) |  | 10 | (3/4,1 1/8) inx2208(0.49-40) |  | 38000btu | 4425.3888 |  | CU - 144 QC | 10962.0316 |  | LCU-10 |  | 11652.0179 | 11548.8433 | 11273.4582 | 0 | 0
ALL160.1 | 3CC216SA03 (12.5HP LT) |  | 12.5 | (3/4,1 1/8) inx2208(0.49-40) |  | 0 | 4643.1419 |  | CU - 160 QC | 11748.1631 |  | LCU-12 |  | 12744.3575 | 12641.1829 | 12365.7978 | 0 | 0
ALL161 | C-SBN373H8D | Panasonic Scroll Compressor R410A 380V-440V 50Hz 3ph (20c ~ -25c) | 5 | 0 |  | 0 | 1682.2917 | All danfoss acc filter drier,sight glass,hand valve,solenoid valve,hi-lo control. | 0 | ~
ALL162 | C-SBN453H8D |  | 6 | 0 |  | 0 | 2092.803 |  | 0 | ~ | [6 empty] | 0 | 0
ALL162.01 | C-SCP270H38A |  | 8 | 0 |  | 0 | 3358.5464 |  | 0 | ~ | [6 empty] | 0 | 0
ALL162.02 | C-SCP315H38A |  | 10 | 0 |  | 0 | 3846.572 |  | 0 | ~ | [6 empty] | 0 | 0
ALL162.03 | C-SCP400H38A |  | 12 | 0 |  | 0 | 3899.9384 |  | 0 | ~ | [6 empty] | 0 | 0
ALL162.04 | C-SCP435H38B |  | 13 | 0 |  | 0 | 4252.0998 |  | 0 | 0 |  |  | c/w air filter,air vents | 51955.6914 |  |  | 0 | 0
ALL162.05 | C-SCP510H38B |  | 15 | 0 |  | 0 | 5519.4805 |  | 0 | ~ | [6 empty] | 0 | 0
ALL163 | JT95GABY1L | Daikin Scroll Compressor R22 380V-415V 50Hz 3ph (20c ~ 0c) | 3 | 0 |  | 31400btu | ~ | All danfoss acc filter drier,sight glass,hand valve,solenoid valve,hi-lo control | CU - 40 QC | 3787.8611 | [6 empty] | 0 | 0
ALL164 | JT125GABY1 |  | 4 | 0 |  | 40620btu | 1569.6023 |  | CU - 64 QC | 4977.0427 | [6 empty] | 0 | 0
ALL165 | JT160GABY1 (4 mounting) |  | 5 | 0 |  | 51200btu | 1473.0114 |  | CU - 72 QC | 5087.4447 | [6 empty] | 0 | 0
ALL166 | JT160GA-Y1 (3 mounting) |  | 5 | 0 |  | 51200btu | ~ |  | CU - 72 QC | 0 | [6 empty] | 0 | 0
0 | JT212D-Y1L |  | 7 | 0 |  | 73390btu | ~ |  | CU - 100 QC | ~ | [6 empty] | 0 | 0
0 | JT300D-Y1L |  | 10 | 0 |  | 102050btu | ~ |  | CU - 144 QC | ~ | [6 empty] | 0 | 0
0 | JT335D-Y1L |  | 12 | 0 |  | 116050btu | ~ |  | CU - 160 QC | ~ | [6 empty] | 0 | 0
ALL168 | JT160G-P8Y1 R410A DAIKIN COMP | DAIKIN SCROLL R410A | 5 | 0 |  | 0 | ~ |  | 0 | ~ | [6 empty] | 0 | 0
ALL170 | ZP42KUE-TFM-52E | Copeland scroll new compressor R410a 380V-415V 3PH (20C - 5C) | 4 | 0 |  | 0 | ~ |  | 0 | ~ | [6 empty] | 0 | 0
0 | ZP54K3E-TFP-522 |  | 5 | 0 |  | 0 | ~ |  | 0 | ~ | [6 empty] | 0 | 0
0 | ZP154KCE-TFD-522 |  | 13 | 0 |  | 0 | ~ |  | 0 | ~ | [6 empty] | 0 | 0
0 | ZP182KCE-TFD-522 |  | 15 | 0 |  | 0 | ~ |  | 0 | ~ | [6 empty] | 0 | 0
0 | ZP385KCE-TFD-522 |  | 32 | 0 |  | 0 | ~ |  | 0 | ~ | [6 empty] | 0 | 0
ALL174 | ZR61KCE | Copeland scroll new compressor R22,R407C 380V-415V 3PH (20C - 5C) | 5 | 0 |  | 0 | ~ | All danfoss acc filter drier,sight glass,hand valve,solenoid valve,hi-lo control | CU - 72 QC | ~ |  | BCU - 64 |  |  |  |  | 0 | 0
ALL175 | ZR72KCE |  | 6 | 0 |  | 0 | ~ |  | CU - 100 QC | ~ |  | BCU - 72 |  |  |  |  | 0 | 0
ALL176 | ZR94KCE |  | 7.5 | 0 |  | 0 | ~ |  | CU - 125 QC | ~ |  | TCU - 100B |  |  |  |  | 0 | 0
ALL177 | ZR108KCE |  | 9 | 0 |  | 0 | ~ |  | CU - 144 QC | ~ |  | TCU - 120 |  |  |  |  | 0 | 0
ALL178 | ZR125KCE |  | 10 | 0 |  | 0 | ~ |  | CU - 144 QC | ~ |  | TCU - 120 |  |  |  |  | 0 | 0
ALL179 | ZR144KCE |  | 12.5 | 0 |  | 0 | 4670.8604 |  | CU - 160 QC | ~ |  | TCU - 120 |  |  |  |  | 0 | 0
ALL180 | ZR190KCE |  | 15 | 0 |  | 0 | 6509.3874 |  | CU - 200 QC | 15081.8675 |  | TCU - 150 |  |  |  |  | 0 | 0
ALL181 | ZR250KCE |  | 20 | 0 |  | 0 | 10564.6307 |  | CU - 250 QC | 21230.8314 |  | TCU - 220 |  |  |  |  | 0 | 0
ALL182 | ZR310KCE |  | 25 | 0 |  | 0 | 10791.0156 |  | CU - 300 QC | 23187.627 |  | TCUV - 250 |  |  |  |  | 0 | 0
ALL183 | ZR380KCE |  | 30 | 0 |  | 0 | 14281.6558 |  | CU - 350 QC | 29423.9396 |  | 0 |  |  |  |  | 0 | 0
ALL184 | 403DH-64C2 | Hitachi scroll R22 | 4.5 | 0 | 0 | 0 | 1153.8462 |  | 0 | 0 |  | 0 |  |  |  |  | 0 | 0
ALL185 | 401DHV-64D2Y |  | 6 | 0 |  | 0 | 1384.6154 |  | 0 | 0 |  | 0 |  |  |  |  | 0 | 0
ALL186 | NS350DH-64D2YG | Hitachi scroll R404,R507 MED TEMP cw QC OIL SEPARATOR & Suction acc. | 3.5 med temp | 0 |  | 0 | 1730.5871 | All danfoss acc filter drier,sight glass,hand valve,solenoid valve,hi-lo control,Airmender oil separator,suction acc. | CU - 50 QC | 4618.06 |  | BCU - 55 | All danfoss acc filter drier,sight glass,hand valve,hi-lo control,Airmender oil sep,and etc. | 5077.8956 | 4974.721 | 4699.3359 | 0 | 0
ALL187 | NS500DH-83D2YG |  | 5 med temp | 0 |  | 0 | 1762.7841 |  | CU - 72 QC | 5664.2157 |  | BCU - 64 |  | 5850.6211 | 5747.4465 | 5472.0614 | 0 | 0
ALL188 | NS600DH-95D2YG |  | 6 med temp | 0 |  | 0 | 2076.7045 |  | CU - 90 QC | 6367.9281 |  | BCU - 72 |  | 6507.8821 | 6404.7075 | 6129.3224 | 0 | 0
ALL189 | LS350DH-64D2YG | Hitachi scroll R404,R507 LOW TEMP c/w solenoid valve,digital thermostat cw QC OIL SEPARATOR | 3.5 low temp | 0.031*24",(0.051*24") |  | 0 | 1738.6364 |  | CU - 50 QC | 4802.5354 |  | BCU - 55 |  | 5259.4428 | 5156.2682 | 4880.8831 | 0 | 0
ALL190 | LS500DH-83D2YG |  | 5 low temp | 0.039*32" ,(0.051*20") |  | 0 | 2010.8471 |  | CU - 72 QC | 6059.01 |  | BCU - 64 |  | 6239.1488 | 6135.9742 | 5860.5891 | 0 | 0
ALL191 | LS600DH-95D2YG |  | 6 low temp | 0.042*40" ,(0.051*16") |  | 0 | 2344.5248 |  | CU - 90 QC | 6754.9328 |  | BCU - 72 |  | 6955.8217 | 6852.6471 | 6577.262 | 0 | 0
ALL192 | CGC27L-30BP-Z-2P |  | 2 R507 | R507 |  | 0 | 1357.5102 |  | CU - 32 QC | 3729.4339 |  | BCU - 36 |  | 4194.0683 | 4090.8937 | 3815.5086 | 0 | 0
ALL193 | CGC34L-38BP-Z-2.5P |  | 2.5 R507 | R507 |  | 0 | 1508.3446 |  | CU - 36 QC | 4022.6306 |  | BCU - 40 |  | 4465.5082 | 4362.3336 | 4086.9485 | 0 | 0
ALL194 | CGC39L-43BP-Z-3P |  | 3 R507 | R507 |  | 0 | 1624.3711 |  | CU - 40 QC | 4230.8274 |  | BCU - 50 |  | 4766.5612 | 4663.3866 | 4388.0015 | 0 | 0
ALL195 | CGE61L-66BP-Z-4P |  | 4 R507 | R507 |  | 0 | 1624.3711 |  | CU - 64 QC | 5303.7524 |  | BCU - 55 |  | 5138.7424 | 5035.5678 | 4760.1827 | 0 | 0
ALL196 | CGE77L-83BP-Z-5P |  | 5 R507 | R507 |  | 0 | 1740.3976 |  | CU - 72 QC | 5614.4805 |  | BCU - 64 |  | 5801.6753 | 5698.5007 | 5423.1156 | 0 | 0
ALL197 | CGE91L-98BP-Z-6P |  | 6 R507 | R507 |  | 0 | 1856.4242 |  | CU - 90 QC | 6124.8112 |  | BCU - 72 |  | 6268.6242 | 6165.4496 | 5890.0645 | 0 | 0
ALL198 | CGE77LD-66BP-6PDC |  | 6 DC INV R507 | R507 |  | 0 | 2900.6627 |  | CU - 90 QC | 7118.5221 |  | LCU-06 |  | 8173.8122 | 8070.6376 | 7795.2525 | 0 | 0
ALL199 | CGE85LD-73BP-7PDC |  | 7 DC INV R507 | R507 |  | 0 | 3016.6893 |  | CU - 100 QC | 7423.2601 |  | LCU-08 |  | 8716.7968 | 8613.6222 | 8338.2371 | 0 | 0
ALL200 | CGE96LD-83BP-8PDC |  | 8 DC INV R507 | R507 |  | 0 | 3248.7423 |  | CU - 125 QC | 9237.9476 |  | LCU-08 |  | 9661.5083 | 9558.3337 | 9282.9485 | 0 | 0
ALL201 | CGE114LD-98BP-10PDC |  | 10 DC INV R507 | R507 |  | 0 | 3364.7688 |  | CU - 144 QC | 9955.395 |  | LCU-10 |  | 10487.3591 | 10384.1845 | 10108.7994 | 0 | 0
ALL202 | CEB112LD-B1PG-12PDC |  | 12 DC INV R507 | R507 |  | 0 | 4617.8551 |  | CU - 160 QC | 11789.8045 |  | LCU-12 |  | 12598.8591 | 12495.6845 | 12220.2994 | 0 | 0
ALL203 | CEB120LD-B1PG-14PDC |  | 14 DC INV R507 | R507 |  | 0 | 5105.1664 |  | CU - 200 QC | 13574.0599 |  | LCU-15 |  | 13709.3439 | 13606.1693 | 13330.7842 | 0 | 0
ALL204 | CGE117LD-73BP-12PDC410 |  | 12 DC NV R410 | R410 |  | 0 | 3248.7423 |  | 0 | 0 |  | LCU-15 |  | 11812.0578 | 11708.8832 | 11433.4981 | 0 | 0
ALL205 | CKE132LD-83BP-14PDC410 |  | 14 DC INV R410 | R410 |  | 0 | 3480.7953 |  | 0 | 0 |  | LCU-20 |  | 12585.3885 | 12482.2139 | 12206.8288 | 0 | 0
ALL206 | CEB98LD-B1PK |  | 0 | 0 |  | 0 | 3596.8218 |  | 0 | 0 |  | 0 |  | 0 | 0 | 0 | 0 | 0

## Small comp
WELLER AIR-COND PARTS ENTERPRISE SDN BHD (613386-K)
DATE :5.12.25
ITEM CODE | MODEL | SPECIFICATION | HP | Equalvelant comp | RELAY BOX | capillary tube | use for refrigerator | btu | Dealer (RM) CASH -10% | Acc of refrigeration | CU QC MODEL | Cond QC (RM)
SMA001.1 | KCJ513HAG - R134 1HP | R134 | 1 | [5 empty] | ~ | Acc of refrigeration | 0 | 0
SMA018 | SC15CL | Secop R404 | 0.5 | AE7440 | 0 | 0.049*7ft-8ft | 4d s/s |  | 635.8045 | ALL acc filter drier. | CS075 | 0
SMA019 | SC18CL |  | 0.625 | 0 | c/w relay box | 0.055*63" | 6d s/s |  | 789.9172 |  | CS100 | 1409.3019
SMA020 | SC21CL |  | 0.875 | 0 | c/w relay box | 0.55*5ft | 2glass door frezzer,4d s/s frezzer, 6d s/s |  | 867.681 |  | CS125 Axial fan | 1600.6961
SMA021 | NT6226GK | [7 empty] | 1047.7658
SMA025.04 | EEI76C13DJH DC MOTOR (3/8hp) | PANASONIC R134A DC MOTOR | 3/8 (0.77amp) | 0 | 0 | 0 | 2door chiller showcase |  | 368.3333 |  | CS050 (15 u) | 943.5539
SMA026.01 | LX95LHBM 1/3HP LG COMP |  | 1/3HP C/W RUN CAP | QA110/AE4440 | 0 | 0 | counter frezzer 6ft |  | 280.0766 |  | CS033 (10 u) | 826.9658
SMA026.08 | NF21K5131FU 3/8HP R134 LT | SAMSUNG | 3/8HP C/W RUN CAP | 2PCS | 0 | 0 | 0 |  | 342.6984 |  | 0 | 0
SMA026.10 | NF26K5131FZ 3/8HP R134 |  | 3/8 MED TEMP | 4PCS | 0 | 0 | 0 |  | 348.0952 |  | 0 | 0
SMA026.11 | NF26K5111FZ 1/3HP R134 |  | 1/3 MED TEMP | 3PCS | 0 | 0 | 0 |  | 321.393 |  | 0 | 0
SMA026.12 | ENV4A5G-L2J 1/2hp inverter |  | 15.3cc variable speed R600 | 1PC | 0 | 0 | 0 |  | 397.8571 |  | 0 | 0
SMA026.13 | NC1MV90ASR |  | 90cc variable speed R134 | 1PC | 0 | 0 | 0 |  | 390 |  | 0 | 0
SMA026.14 | SE30 | GMCC R134a | 1/10hp | [5 empty] | 175.7955 |  | 0 | 0
SMA026.15 | SE40 |  | 1/8hp | [5 empty] | 183.5227 |  | 0 | 0
SMA030.01 | L65CI | DONPER R134A MED & LOW TEMP | 1/6hp | QB66 | 0 | 0.028*4ft | 0 |  | 188.3523 |  | 0 | 0
SMA030.02 | L72CZ1 |  | 1/5hp c/w run cap 3uf | QB73 | 0 | 0.036*4ft | 0 |  | 204.7727 |  | CS025 | 503.4308
SMA030.02A | L76CZ1 |  | 1/4hpc/w run cap 3uf | QB86 | 0 | 0 | 0 |  | 208.3333 |  | CS030 | 576.8459
SMA030.03 | K230CZ1 |  | 1/4hp 230W c/w Start cap | QB91 | 50uf | 0.042*54" | 1.2m counter chiller |  | 217.7852 |  | CS030 | 591.4112
SMA030.05 | KK270CZ1 |  | 1/3hp 270W c/w Start&Run cap | QB110,QA110 | 5uf | 0.042*54" | mini 2door,1.5m counter chiller,1 door display chiller |  | 228.72 |  | CS033 (10 u) | 685.9565
SMA030.06 | K325CZ1 |  | 3/8hp 325W c/w Start&Run cap | QA125 | 50uf,5uf | 0.042*54" | 1.8m counter chiller,2door piping |  | 245.0547 |  | CS050 (15 u) | 713.112
SMA030.07 | K375CZ1 1/2hp |  | 1/2hp c/w Start&Run cap | AE2415Y,QA125 | 50uf,5uf | 0.049*54" | 2door chiller showcase,2.1m c.chiller,4d upright |  | 257.2831 |  | CS050 (15 u) | 739.1978
SMA030.08 | K400CZ1 1/2hp(B) |  | 1/2hp(B) C/W Start&Run cap | AE2415Y,AE7440 | 50uf,6uf | 0.049*54",0.042*54" piping | 3door chiller showcase,4d s/s upright |  | 269.0747 |  | CS060 (16 u) | 778.4478
SMA030.09 | NE2150CK 1/3hp | DONPER R404 LOW TEMP | 1/3hp 600W c/w start&run cap | SC12CL | 0 | 0.042*54" | counter frezzer 6ft |  | 447.1493 |  | CS050 (15 u) | 916.7231
SMA030.10 | NE2170CK 1/2hp |  | 1/2hp 700W c/w start&run cap | SC15CL | 0 | 0.049*54" | 4d s/s upright |  | 475.5245 |  | CS060 (16 u) | 934.9413
SMA030.11 | NE2178CK 5/8hp |  | 5/8HP 850W c/w start&run cap | SC18CL | 0 | 0.055*54" | 2d s/s frezzer,4d s/s upright |  | 493.3712 |  | CS075 | 1010.3814
SMA030.12 | NE2180CK 3/4hp |  | 3/4HP 910W c/w start&run cap | SC18CL | 0 | 0.055*54" | 4d s/s frezzer,6d s/s upright |  | 505.2448 |  | CS100 | 1086.5656
SMA030.14 | NCT2195CK 1hp |  | 1HP 1100W c/w start&run cap | WJ2450Z | 0 | 0.049*54"*2 | 2d frezzer glass,6d s/s frezzer |  | 882.8409 |  | CS145 Axial fan | 1593.0988
SMA030.15 | NCT2212CK 1 1/2hp |  | 1 1/2HP1400W c/w start&run cap | AW2464Z | 0 | 0.049*54"*2 | 3d frezzer glass |  | 1016.9383 |  | CS170 Axial fan | 1892.854
SMA030.16 | LZ58CU | DONPER R290 LOW MED TEMP | 1/3hp 275W c/w run cap | QB110 | 3uf | 0.036*76" | 0 |  | 223.2323 |  | CS050 (15 u) | 664.5135
SMA030.17 | LZ68CU1 |  | 3/8hp 325W c/w run cap | QA125 | 4uf | 0.036*59" | 5ft counter chiller |  | 229.6717 |  | CS050 (15 u) | 678.6369
SMA030.18 | LZ76CU |  | 1/2hp 380W c/w run cap | AE2415Y | 4uf | 0.042*54" | 0 |  | 240.8333 |  | CS060 (16 u) | 711.2941
SMA030.19 | LU83CU |  | 1/2hp 400W c/w start&run cap | AE2415Y | 0 | 0.049*54" | 2door chiller showcase,4d s/s |  | 255.4293 |  | CS060 (16 u) | 721.7198
SMA030.20 | KK480CU1 |  | 5/8hp 480W c/w run&start cap | AE7440 | 0 | 0.049*54" | 3door chiller showcase,4d s/s |  | 314.4571 |  | CS075 | 835.5978
SMA030.21 | KK550CU |  | 3/4hp 550W c/w run&start cap | WJ9460 | 0 | 0.049*54" | 0 |  | 457.197 |  | CS075 | 937.5549
SMA030.22 | KK650CU |  | 1/2hp 650W c/w run&start cap | SC15CL | 0 | 0.049*54" | 0 |  | 488.3207 |  | CS075 | 959.7861
SMA030.23 | NE2168CU |  | 5/8hp 750W c/w run&start cap | SC15CL | 0 | 0.049*54" | 0 |  | 535.5429 |  | CS075 | 993.5163
SMA030.24 | NE2178CU |  | 3/4hp 810W c/w run&start cap | SC18CL | 0 | 0.049*54" | 0 |  | 572.0328 |  | CS100 | 1078.1331
SMA030.25 | NV2180CU |  | 1hp 900W c/w run&start cap | SC21CL | 0 | 0.049*54"*2 | 2d frezzer,4d s/s frezzer |  | 874.1477 |  | CS125 Axial fan | 1481.8739
SMA030.26 | NV2195CU |  | 1 1/2hp 1020W c/w run&start cap | WJ2450Z | 0 | 0.049*54"*2 | 3d frezzer,6door frezzer,2 door 40ice |  | 1003.9289 |  | CS170 Axial fan | 1786.2974
SMA030.27 | A120CY1 | DONPER R600 | 1/6hp | 0 | 0 | 0 | 0 |  | 168.4975 |  | CS025 | 0
SMA030.28 | S100CY1 |  | 1/5hp | 0 | 0 | 0 | 0 |  | 214.6465 |  | CS025 | 0
SMA030.29 | H200CY1/S118CY1 |  | 1/4hp 230W c/w Run cap | 0 | 0 | 0 | 0 |  | 221.9291 |  | CS030 | 0
SMA030.30 | L140CY1 |  | 1/4hp big 270W c/w Run cap | 0 | 0 | 0 | 0 |  | 257.5758 |  | CS033 (10 u) | 0
SMA030.31 | K270CY1 |  | 1/3hp 270W c/w Run cap | 0 | 0 | 0 | 0 |  | 280.1136 |  | CS050 (15 u) | 0
SMA030.32 | MPT12LA 3/8hp | CUBIGEL R404 LOW TEMP | 3/8hp 660W c/w start&run cap | SC12CL | 0 | 0 | counter frezzer 6ft |  | 473.7951 |  | CS050 (15 u) | 941.2541
SMA030.34 | MPT16LA 5/8hp |  | 1/2HP big 870W c/w start&run cap | SC18CL | 0 | 0.055*54" | 6d s/s |  | 513.7637 |  | CS075 | 1083.9745
SMA030.35 | MPT18LA 3/4HP |  | 3/4HP 970W c/w start&run cap | SC18CL | 0 | 0.055*54" | 2d frezzer,4d s/s frezzer,6d s/s |  | 566.6667 |  | CS100 | 1209.2207
SMA030.47 | GH16TB 1/2hp med temp | CUBIGEL R134 MED TEMP | 1/2hp cw Start cap | AE2415Y | 0 | 0 | 2door chiller showcase |  | 322.8896 |  | CS060 (16 u) | 888.5128
SMA030.48 | GPT18RA 3/4hp med temp |  | 3/4hp cw Start&Run cap | AW4495Y | 0 | 0 | 3door chiller showcase,6door s/s |  | 541.3765 |  | CS075 | 1143.7688
SMA030.66 | NPT16LA 5/8hp R290 | CUBIGEL R290 LOW MED TEMP | 756W | NE2168CU | 0 | 0 | 0 |  | 538.9773 |  | CS075 | 1038.7454
SMA030.68 | NX21FB 7/8hp R290 |  | 907W | NV2180CU | 0 | 0 | 4d s/s frezzer |  | 851.0732 |  | CS075 | 1299.3367
SMA030.69 | NX23FB 1hp R290 |  | 1003W | NV2195CU | 0 | 0 | 2door frezzer |  | 931.5657 |  | CS145 Axial fan | 1557.8354
SMA031 | DDD127CV | Horizontal Rotary Highly R404A,R22,R507,R134 Low temp | 7/8hp (2.9amp) | SC21CL,WJ2446Z | 30uf,53-64uf,relay | 0.049*7ft | 2d frezzer,4d s/s frezzer) |  | 755.6818 | ALL acc filter drier,sight glass,hand valve,solenoid valve,hi-lo control and oil sep,suction acc. | CS125 Axial fan | 1643.2826
SMA032 | DDL211SX |  | 1.4hp (4.8amp) | AW2464Z,CAJ2464Z | 35uf,88-108uf,relay | 0.055*7ft | 3d frezzer, 6d frezzer |  | 872.1591 |  | CS170 Axial fan | 1823.5178
SMA033 | DDH307LV / DBH307LV |  | 2hp (6.65amp) | AW2495Z,ZB21 | 60uf,130-156uf,relay 1.5M*0.036 | 2*0.055*6ft | 3d frezzer glass |  | 1000.947 |  | CS200 | 2535.7887
SMA034 | DDH356LV / DBH356LV |  | 2.5hp (8.1amp) | AW2495Z | 60uf,130-156uf,relay 1M*0.036 | 0 | 0 |  | 1057.2917 |  | CU - 36 QC | 2790.0452
SMA035 | DBH488LC-3ph |  | 3HP-3ph (4.95amp) | AW2510Z,ZB21 | (vertical & horizontal) 1M*0.039 | 0 | 0 |  | 1702.4148 |  | CU - 50 QC | 3971.0044
SMA035.1 | DSD063SV |  | 1/2 (1.8amp) | SC15CL,CAE2420Z | 17uf,66-77uf,relay | 0 | 2door frezzer |  | 340.9091 |  | 0 | 0
SMA035.2 | DSD096SV | Vertical Rotary Highly R404A,R22,R507,R135 Low temp | 5/8 (2.5amp) | SC18CL,CAE2425Z | 25uf,66-77uf,relay | 0 | 1 glass d frezzer |  | 493.8447 |  | CS100 | 1477.2514
SMA035.3 | DSD113SV |  | 7/8 (2.9amp) | SC18CL,CAJ2432Z | 25uf,66-77uf,relay | 0 | 4d s/s frezzer |  | 621.5909 |  | CS125 Axial fan | 1583.6918
SMA036 | DSD145XV |  | 1hp (4amp) | WJ2450Z,CAJ2446Z | 25uf,66-77uf,relay | 0.049*7ft | 2 glass d frezzer |  | 777.1023 |  | CU - 15 QC | 2526.198
SMA037 | DSL193SV |  | 1.3hp (5.2amp) DSL193 | AW2464Z,CAJ2464Z | 30uf,72-86uf,relay | 0.055*7ft | 6door frezzer,2 door 40ice |  | 887.1141 |  | CU - 22 QC | 2771.2432
SMA038 | DSH254LV |  | 1.5hp (6.65amp) DSH254 | AW2464Z,CAJ2464Z | 50uf,108-130uf,relay,2M*0.031 | 2m*0.036 (0.031) | 3d frezzer,6door frezzer,2 door 40ice |  | 968.9529 |  | CU - 22 QC | 2882.6942
SMA039 | DSH356LV-C8LU |  | 2hp (9amp) DSH356 1ph | AW2495Z | 50uf,108-130uf,relay,1M*0.031 | 1m*0.036 (0.031) | 0 |  | 1172.1591 |  | CU - 32 QC | 3022.0777
SMA040 | DTH488LV-C9EU (1PH) |  | 3hp (11.8amp) 1ph | AW2510Z,ZB21 | 60uf,130-156uf,relay,1.5M*0.039 | 1.5m*0.042 (0.039) | 0 |  | 1258.781 |  | CU - 40 QC | 3421.5639
SMA040.1 | DTH488LC3-3ph |  | 3hp (5.1amp) | AW2510Z,ZB21 | 1.5m*0.042 (0.039) | 1.5m*0.042 (0.039) | 0 |  | 1230.6053 |  | CU - 40 QC | 2929.0686
SMA040.2 | DTE590LC3-3ph |  | 4hp (6.2amp) | ZB38 | 0.8m*0.042 (0.039) | 0.8m*0.042 (0.039) | 0 |  | 1360.322 |  | CU - 64B QC | 4326.4808
SMA040.3 | DTE752LC3-3ph |  | 5hp (8amp) | ZB45 | 1.2m*0.049 (0.047) | 1.2m*0.049 (0.047) | 0 |  | 1671.8277 |  | CU - 72B QC | 4930.8108
SMA041 | DTE911LC3 |  | 6.5hp (9.8amp) | ZB48/WHP19460 | 2m*0.059 | 2m*0.059 | 0 |  | 1810.2746 |  | CU - 90 QC | 5591.845
SMA041.2 | WHP02700RCV | Rotary Highly R22 | 3./4 (3.2amp) | 0 | 17uf450vac(3.2amp) | 0 | 0 |  | 362.037 |  | CS125 Axial fan | 1054.9676
SMA041.3 | SG167UV |  | 1HP (4.35amp) | 0 | 30uf450vac(4.35amp) | 0 | 0 |  | 393.5185 |  | CU - 15 QC | 1681.2975
SMA041.4 | SG184SV |  | 1.25HP (4.6amp) | 0 | 35uf450vac(4.6amp) | 0 | 0 |  | 409.2593 |  | CU - 15 QC | 1695.8274
SMA041.7 | WHP09800RCV |  | 2.5HP (11amp) | 44.6LRA(11.1a) | 50uf (11.1amp) | 0 | 0 |  | 711.9658 |  | CU - 36 QC | 2339.1433
SMA042.4 | THU33WC6-U (1PH) |  | 3.5 | 0 | 0 | 0 | 0 |  | ~ |  | CU - 50 QC | 3113.9857
SMA042.5 | TE800RC3Q9JK |  | 5 | 0 | 0 | 0 | 0 |  | 1333.3333 |  | CU - 72 QC | 4262.7938
SMA050 | QYGL-C139Y R404 compressor | Gree horizontal comp R404A c/w filter,relay box -40c | 1 | 0 | 0 | 0 | 2d frezzer,4d s/s frezzer) |  | 603.5 |  | 0 | 0
SMA057 | QX-16A030 GREE | Rotary compressor R22 | 1 | 0 | 30uf | 0 | 0 |  | 300 |  | CU - 15 QC | 1594.9727
SMA058 | 44R213C RECHI |  | 1 | 0 | 30uf | 0 | 0 |  | 300 |  | CU - 15 QC | 1594.9727
SMA060.2 | PH371X3CS GMCC |  | 2.5 | 0 | 50uf | 0 | 0 |  | 666.6667 |  | CU - 40 QC | 2559.969
SMA060.3 | HSM165V3UDZA | GMCC rotary compressor R22 | 1 | 2855W | 30uf | 0 | 0 |  | 330.5556 |  | CU - 15 QC | 1607.9215
SMA060.4 | HSM215V3UDZ |  | 1.5 | 3715W | 35uf | 0 | 0 |  | 357.8947 |  | CU - 22 QC | 1751.3728
SMA062 | PH310M2CS-4KTH |  | 2 | 5470W | 40uf | 0 | 0 |  | 499.5614 |  | CU - 32 QC | 1922.5011
SMA066 | PH420G2CS-4KU1 |  | 2.5 | 7420W | 50uf | 0 | 0 |  | 672.7096 |  | CU - 36 QC | 2441.2275
SMA068 | PH480X3CS-4MU1 |  | 3 | 8600W | 55uf | 0 | 0 |  | 848.4259 |  | CU - 40 QC | 2727.7467
0 | PA108M1C | GMCC rotary compressor R410A | 0.75 | 860W | 0 | 0 | 0 |  | ~ |  | 0 | 0
SMA069 | PA135GIC |  | 1 | 0 | 0 | 0 | 0 |  | ~ |  | 0 | 0
0 | PA145GIC |  | 1 | 1240W | 0 | 0 | 0 |  | ~ |  | 0 | 0
0 | PA190G2C |  | 1.5 | 1928W | 0 | 0 | 0 |  | ~ |  | 0 | 0
SMA070 | PA200M2C |  | 1.5 | 0 | 0 | 0 | 0 |  | ~ |  | 0 | 0
SMA071 | PA215M2C |  | 1.5 | 0 | 0 | 0 | 0 |  | ~ |  | 0 | 0
SMA072 | PA270G2C |  | 2 | 2285W | 0 | 0 | 0 |  | ~ |  | 0 | 0
0 | PA290G2C |  | 2.5 | 2420W | 0 | 0 | 0 |  | ~ |  | 0 | 0
0 | PA330X3CS |  | 3 | 2760W | 0 | 0 | 0 |  | ~ |  | 0 | 0
Prices are subjet to change without prior notice.Price can be negotiate with more quantity order.
HB- High back pressure (EVAPORATING 7C) MB- Medium back pressure (-10C) LB- Low back pressure (-25C)

## Switch board
WELLER AIR-COND PARTS ENTERPRISE SDN BHD (613386-K)
DATE :5.12.25
ITEM CODE | MODEL | DESCRIPTION | ( KW,HP,AMP) | Packing per ctn | RM | Picture
SW001 | LC1N06 | ORIGINAL SCNEIDER CONTACTOR | 2.5 , 3 , 6 | 36 | 28.3265
SW002 | LC1N09 |  | 4 , 5.5 , 9 | 36 | 35.2507
SW003 | LC1N12 |  | 5.5 , 7.5 , 12 | 36 | 38.3981
SW004 | LC1N18 |  | 7.5 , 10 , 18 | 36 | 47.8403
SW005 | LC1N25 |  | 11 , 15 , 22 | 36 | 52.8761
SW006 | LC1N32 |  | 15 , 20 , 32 | 36 | 67.3541
SW007 | LC1N38 |  | 16 , 20 , 38 | 34 | 104.4932
SW008 | LC1E40 |  | 18 , 25 , 40 | 34 | 128.4133
SW009 | LC1N50 |  | 25 , 30 , 50 | 34 | 159.8872
SW010 | LC1N65 |  | 30 , 35 , 65 | 34 | 201.4327
SW010.1 | LC1N80 |  |  |  | 251.7909
SW010.2 | LC1N95 |  |  |  | 346.2124
SW010.3 | LC1N120 |  |  |  | 528.7608
SW011 | LRE05 (0.6-1) | ORIGINAL SCNEIDER OVERLOAD | 0.6 ~ 1 amp | 33 | 43.4339
SW012 | LRE06 1-1.6 |  | 1 ~ 1.6 amp | 33 | 43.4339
SW013 | LRE07 1.6-2.5 |  | 1.6 ~ 2.5 amp | 33 | 43.4339
SW014 | LRE08 2.5-4 |  | 2.5 ~ 4 amp | 33 | 43.4339
SW015 | LRE10 4-6 |  | 4 ~ 6 amp | 33 | 43.4339
SW016 | LRE12 5.5-8 |  | 5.5 ~ 8 amp | 33 | 43.4339
SW017 | LRE14 7-10 |  | 7 ~ 10 amp | 33 | 46.5813
SW018 | LRE16 9-13 |  | 9 ~ 13 amp | 33 | 47.8403
SW019 | LRE21 12-18 |  | 12 ~ 18 amp | 33 | 50.9876
SW020 | LRE22 16-24 |  | 16 ~ 24 amp | 33 | 56.6529
SW021 | LRE32 23-32 |  | 23 ~ 32 amp | 33 | 69.2425
SW022 | LRE35 30-38 |  | 30 ~ 38 amp | 33 | 124.6365
SW022.1 | LRE37-50 |  | 37 ~ 50 amp |  | 124.6365
SW022.2 | LRE48-65 |  | 48 ~ 65 amp |  | 148.5566
SW022.3 | LRE55-70 |  | 55 ~ 70 amp |  | 184.4368
SW023 | LC1D09 | ORIGINAL NEW SERIES SCNEIDER CONTACTOR | 4 , 5.5 , 9 |  | 44.7413
SW024 | LC1D12 |  | 5.5 , 7.5 , 12 |  | 49.0024
SW025 | LC1D18 |  | 7.5 , 10 , 18 |  | 63.9161
SW026 | LC1D25 |  | 11 , 15 , 22 |  | 72.4383
SW027 | LC1D32 |  | 15 , 20 , 32 |  | 101.2006
SW028 | LC1D38 |  | 20 ,25 , 38 |  | 115.0491
SW029 | LC1D40 |  | 25 ,30 , 40 |  | 138.485
SW029.1 | LC1D50 |  | 30 , 40 , 50 |  | 186.4221
SW029.2 | LC1D65 |  | 40 , 55 , 65 |  | 234.3592
SW030 | LRD06 1-1.6 | ORIGINAL NEW SERIES SCNEIDER OVERLOAD | 1 ~ 1.6 amp |  | 62.8509
SW031 | LRD07 1.6-2.5 |  | 1.6 ~ 2.5 amp |  | 63.9161
SW032 | LRD08 2.5-4 |  | 2.5 ~ 4 amp |  | 63.9161
SW033 | LRD10 4-6 |  | 4 ~ 6 amp |  | 63.9161
SW034 | LRD12 5.5-8 |  | 5.5 ~ 8 amp |  | 63.9161
SW035 | LRD14 7-10 |  | 7 ~ 10 amp |  | 63.9161
SW036 | LRD16 9-13 |  | 9 ~ 13 amp |  | 63.9161
SW036.1 | LRD18 |  |  |  | 69.2425
SW037 | LRD21 12-18 |  | 12 ~ 18 amp |  | 69.2425
SW038 | LRD22 16-24 |  | 16 ~ 24 amp |  | 69.2425
SW039 | LRD32 23-32 |  | 23 ~ 32 amp |  | 74.5688
SW040 | LRD35 30-38 |  | 30 ~ 38 amp |  | 74.5688
SW041 | LRD340 |  | 30 ~ 40 amp |  | 122.5059
SW041.1 | LRD350 |  | 37 ~ 50 amp |  | 122.5059
SW041.2 | LRD365 |  | 48 ~ 65 amp |  | 143.8113
SW041.3 | SC-0 | SW-0/3H | 12 |  | 76.6994
SW041.4 | SC-4-0 | SW-4-0/3H | 16 |  | 90.5479
SW041.5 | SC-4-1 | SW-4-1/3H | 22 |  | 126.767
SW041.6 | SC-N1 | SW-N1/3H | 32 |  | 192.8137
SW041.7 | SC-N2 | SW-N2/3H | 40 |  | 264.1867
SW041.8 | SC-N2S | SW-N2S/3H | 50 |  | 319.5807
SW041.9 | SC-N4 | SW-N4/3H | 80 |  | 577.3758
SW041.10 | SC-N5 | SW-N4/3H | 81 |  | 0
SW041.11 | SC-N6 | SW-N4/3H | 82 |  | 0
SW041.12 | SC-N7 | SW-N4/3H | 83 |  | 0
SW041.13 | SC-N8 | SW-N8/3H | 180 |  | 1470.0713
SW041.14 | SC-N10 |  | 220 |  | 1901.5052
SW041.15 | SC-N11 | SW-N11/3H | 300 |  | 2982.7533
SW041.16 | TR-0N/3 | FUJI OVERLOAD | TK-0N |  | 70.3078
SW041.17 | TR-5-1N/3 |  | TK-5-1N |  | 76.6994
SW041.18 | TR-N2/3 |  | TK-N2 |  | 90.5479
SW041.19 | TR-N3/3 |  | TK-N3 |  | 122.5059
SW041.20 | TR-N5/3 |  | TK-N5 |  | 234.3592
SW041.21 | TR-N12/3 |  | TK-N12 |  | 946.1538
0 | SB70G2.2 | INVERTER 415v/3ph | 5.5 (A) |  | 981.3008
0 | SB70G4 |  | 9.7 (A) |  | 1030.3658
0 | SB70G5.5 |  | 13 (A) |  | 1570.0812
SW042 | SB70G7.5 |  | 18(A) | 4ves7y | 1962.6015
SW043 | SB70G11 |  | 24(A) | 4tes9y,4pes12y | 2180.6684
SW044 | SB70G15 |  | 30(A) | 4nes14y | 2616.802
SW045 | SB70G18.5 |  | 38(A) | 4he18y | 3380.036
SW046 | SB70G22 |  | 45(A) | 4ge23y | 3707.1362
SW047 | SB70G30 |  | 60(A) | 6he28y | 3816.1697
SW048 | SB70G37 |  | 75(A) | 6ge34y | 5179.0874
SW049 | SB70G45 |  | 91(A) | 6fe44y | 6323.9383
SW049.1 | SB70G55 |  | 112(A) | 1128 | 7632.3393
SW049.2 | SB70G75 |  | 150(A) | 1451 | 9376.874
SW049.3 | SB70G90 |  | 176(A) | 1719 | 11775.6092
SW049.4 | SB70G110 |  | 210(A) | 1890 | 0
SW049.5 | SB70G132 |  | 253(A) |  | 13956.2776
SW049.6 | SB70G160 |  | 304(A) |  | 0
SW049.7 | SB70G200 |  | 377(A) |  | 0
0 | GMC-40-11 (OFFER) | LS CONTACTOR | 18.5 , 25 , 40 |  | 85.1251
0 | GMC-50-11 (OFFER) |  | 22 , 30 , 50 |  | 120.2966
SW050 | LANN11N (1open ,1close) | Auxillary contact |  |  | 12.6557
SW051 | LANN22N (2open ,2close) | Auxillary contact |  |  | 23.6239
SW051.1 | SZ-A11 fuji auxillary contact | Auxillary contact |  |  | 23.6239
SW052 | ABB RELAY MY4NJ (24VDC) | MY4NJ |  |  | 33.4672
SW052.1 | ABB RELAY MY4NJ (230VAC) |  |  |  | 39.0451
SW053 | CKC AH3-3(1S) C/W base | CKC TIMER |  |  | 29.5299
SW054 | CKC AH3-1(6m) C/W base | CKC TIMER |  |  | 29.5299
SW055 | CKC AH3-1(6S) C/W base | CKC TIMER |  |  | 38.9794
SW056 | MIKRO MX100 3PH RELAY c/w omron base | 3PH Protection Relay |  |  | 100
SW056.1 | K8DS-PH1 OMRON 3PH RELAY |  |  |  | 83.668
SW057 | SM602 (3ph protection relay) |  |  |  | 66.9344
SW058 | SM602A (3ph protection relay with alarm) |  |  |  | 72.0832
SW059 | HAGER TIMER (24H)C/W BASE | 24Hour Timer |  |  | 138.4615
SW061 | PILOT LAMP GREEN (22mm) | PILOT LAMP 22MM |  |  | 2.7167
SW062 | PILOT LAMP RED (22mm) |  |  |  | 2.7167
SW063 | PILOT LAMP BLUE (22mm) |  |  |  | 3.5436
SW064 | PILOT LAMP ORANGE (22mm) |  |  |  | 2.7167
SW065 | PLASTIC MARKING |  |  |  | 0.23624
SW066 | TERMINAL BLOCK (4PIN) (15AMP) |  |  |  | 2.3033
SW067 | TERMINAL BLOCK (6PIN) (15AMP) |  |  |  | 3.1006
SW068 | TERMINAL BLOCK (8PIN) (15AMP) |  |  |  | 4.0751
SW069 | TERMINAL BLOCK (8PIN) (25AMP) |  |  |  | 5.8469
SW069.1 | TERMINAL BLOCK (10PIN) (25AMP) |  |  |  | 4.961
SW070 | PG11 Nylon cable gland (3-7mm) |  |  |  | 0.34891
SW071 | PG11 Nylon cable gland (5-10) |  |  |  | 0.34891
SW072 | PG13.5 Nylon cable gland (5-9mm) |  |  |  | 0.38162
SW073 | PG13.5 Nylon cable gland (6-11mm) |  |  |  | 0.38162
SW073.1 | PG16 Nylon cable gland (6-11mm) |  |  |  | 0
SW074 | WRAPING BAND 6mm - 12mm |  |  |  | 6.542
SW075 | TERMINAL CLIP 1.5mm (1000pcs per packet) 1008 |  |  |  | 28.3487
SW076 | TERMINAL CLIP 2.5mm (1000pcs per packet) 1008 |  |  |  | 30.5294
SW077 | TERMINAL CLIP 1.0mm (1000pcs per packet) 1008 |  |  |  | 26.168
SW078 | HT4-395 (4MM TERMINAL CLIP)(1000pcs per packet) |  |  |  | 61.0587
SW079 | ISOLATOR ON/OFF 20AMP |  |  |  | 32.71
SW080 | ISOLATOR ON/OFF 32AMP |  |  |  | 49.065
SW081 | ON/OFF BUTTON 2 STEP CHNT |  |  |  | 5.1246
SW082 | ON/OFF BUTTON SALZER 16A | SALZER |  |  | 19.5455
SW083 | SAF1-A002 (3 gang 1 way 10a) |  |  |  | 15.3846
SW084 | SAF1-A002 (2 gang 1 way 10a) |  |  |  | 14.2308
SW085 | SAF1-A002 (1 gang 2 way 10a) |  |  |  | 11.8462
SW086 | SAD1-3 3P 60A Switch socket |  |  |  | 32.3077
SW087 | UKW-335 3P 32A isolation switch |  |  |  | 32.3077
SW088 | SAF2-C001 (1gang 1 socket 13a) |  |  |  | 34.6154
SW089 | SAF2-C002 (2gang 2 socket 13a) |  |  |  | 46.1538
SW090 | SA-C002 Water proof box |  |  |  | 34.6154
SW090.1 | WIRING BOX SALZER 2HP-3HP |  |  |  | 117.1537
SW090.2 | WIRING BOX SALZER 3.5HP-6HP |  |  |  | 117.1537
SW090.3 | CHNT MCCB 80A 3POLE | CHNT mccb | NXM-125S-3300 |  | 76.2022
SW090.4 | CHNT MCCB 100A 3POLE |  | NXM-125S-3300 |  | 76.2022
SW090.5 | CHNT MCCB 150A 3POLE |  | NXM-125S-3300 |  | 112.2438
SW090.6 | CHNT MCCB 200A 3POLE |  | NXM-125S-3300 |  | 123.5712
SW090.7 | CHNT MCCB 250A 3POLE |  | NXM-125S-3300 |  | 123.5712
SW090.8 | CHNT MCCB 160A 4POLE cw protector |  | NM1LE-250S/4300A |  | 270.8269
SW090.9 | CHNT MCCB 200A 4POLE cw protector |  | NM1LE-250S/4300A |  | 283.184
SW090.10 | CHNT MCCB 250A 4POLE cw protector |  | NM1LE-250S/4300A |  | 283.184
SW090.11 | CHNT MCCB 315A 4POLE cw protector |  | NM1LE-250S/4300A |  | 653.8976
SW090.12 | CHNT MCCB 315A 4POLE cw protector |  | NM1LE-250S/4300A | SHUNT TRIP | 653.8976
SW090.13 | TERASAKI MCCB 100A 3POLE 25KA | Terasaki mccb |  | 79 | 272.9231
SW090.14 | TERASAKI MCCB 160A 3POLE 25KA |  |  | 79 | 492.3077
SW090.15 | TERASAKI MCCB 200A 3POLE 25KA |  |  | 79 | 492.3077
SW090.16 | TERASAKI MCCB 250A 3POLE 25KA |  |  | 79 | 523.0769
SW090.17 | TERASAKI MCCB 300A 3POLE 36KA |  |  | 120 | 1109.8462
SW090.18 | TERASAKI MCCB 400A 3POLE 36KA |  |  | 120 | 1109.8462
SW091 | SCNEIDER MCB 1P -16A (6KA) | SCNEIDER |  |  | 12
SW092 | SCNEIDER MCB 1P -32A (6KA) |  |  |  | 12
SW093 | SCNEIDER MCB 3P -32A (6KA) |  |  |  | 66.9231
SW094 | SCNEIDER MCB 3P -40A (6KA) |  |  |  | 70.7692
SW095 | SCNEIDER MCB 3P -63A (6KA) |  |  |  | 120
SW096 | SCNEIDER ELCB 2P -40A (100mA) |  |  |  | 89.2308
SW097 | SCNEIDER ELCB 4P -40A (300mA) |  |  |  | 138.4615
SW098 | SCNEIDER ELCB 4P -63A (300mA) |  |  |  | 169.2308
SW099 | SCNEIDER ELCB 4P -100A (300mA) |  |  |  | 412.3077
SW099.1 | SCNEIDER MCCB 4P -200A (50KA) |  |  |  | ~
SW099.2 | SCNEIDER NSX&CVS SHT AC220-240V |  |  |  | ~
SW114 | 3 PHASE MCB BAR 63AMP |  |  |  | 70.8717
SW115 | 3 PHASE MCB BAR 100AMP |  |  |  | 97.803
0 | 10HP AUTO TRAN |  |  |  | ~
0 | ABB SOFT STARTER PSR-12 5.5KW |  |  |  | ~
0 | ABB SOFT STARTER PSR-16 7.5KW |  |  |  | ~
0 | ABB SOFT STARTER PSR-25 11KW |  |  |  | ~
SW115.1 | PLASTIC TERMINAL BOX (SMALL) BLACK |  |  |  | 17.5059
SW115.2 | TERMINAL BOX WHITE (150mm x 110mm x 70mm) 180mm x 200mm |  |  |  | 9.2678
SW116 | CONTROL PANEL TRUNKING (20mm x 20mm x 2m) |  |  |  | 6.0241
SW117 | CONTROL PANEL TRUNKING (35mm x 35mm x 2m) |  |  |  | 8.5728
SW118 | CONTROL PANEL TRUNKING (45mm x 32mm x 2m) |  |  |  | 10.658
SW118.1 | TERMINAL CLIP RVL2.5-3.5 (1000PCS) |  |  |  | 104.6721
SW118.2 | TERMINAL CLIP RVL2-3.5 (1000PCS) |  |  |  | 104.6721
SW118.3 | TERMINAL CLIP SV2-4 (1000PCS) |  |  |  | 77.9589
SW118.4 | TERMINAL CLIP SV3.5-4 (1000PCS) |  |  |  | 87.8809
SW118.5 | TERMINAL CLIP SVS5.5-3.5 (1000PCS) |  |  |  | 103.5817
SW119 | ALUMINIUM CUTTER RAIL |  |  |  | 327.1003
SW120 | GI CUTTER RAIL |  |  |  | 283.4869
SW121 | CONTACTOR ALUMINIUM RAIL (1M) |  |  |  | 6.542
SW122 | CONTACTOR GI RAIL (1M) |  |  |  | 3.6325
SW122.1 | NEUTRAL COPPER BRASS 10HOLE |  |  |  | 5.4571
SW123 | NEUTRAL COPPER BRASS 7HOLE |  |  |  | 4.394
0 | TERMINAL BLOCK (10PIN) (25AMP) |  |  |  | 5.4517
0 | TERMINAL BLOCK (12 PIN) (25 AMP) |  |  |  | 7.6323
0 | TERMINAL RAIL |  |  |  | 2.7258
0 | ON/OFF BUTTON 3 STEP |  |  |  | 5.9968
0 | ON/OFF PUSH BUTTON GREEN,RED,YELLOW |  |  |  | 4.9065
0 | I H S -1.5mm connector block (10pcs) |  |  |  | 7.6323
0 | I H S -2.5mm connector block (10pcs) |  |  |  | 9.813
0 | I H S -4.0mm connector block (10pcs) |  |  |  | 10.9033
SW123.1 | 0.75mm wire (red) |  |  |  | 81.0769
SW123.2 | 0.75mm wire (yellow) |  |  |  | 81.0769
SW123.3 | 0.75mm wire (blue) |  |  |  | 81.0769
SW123.4 | 0.75mm wire (black) |  |  |  | 81.0769
SW123.5 | 0.75mm wire (grey) |  |  |  | 81.0769
SW123.6 | 0.75mm wire (white) |  |  |  | 81.0769
SW123.7 | 0.75mm wire (brown) |  |  |  | 81.0769
SW123.8 | 1.5mm wire (blue) |  |  |  | 125.8462
SW123.9 | 1.5mm wire (black) |  |  |  | 125.8462
SW123.10 | 1.5mm wire (yellow) |  |  |  | 125.8462
SW123.11 | 1.5mm wire (red) |  |  |  | 125.8462
SW123.12 | 1.5mm wire (green) |  |  |  | 125.8462
SW123.13 | 2.5mm wire (blue) |  |  |  | 203.0769
SW123.14 | 2.5mm wire (black) |  |  |  | 203.0769
SW123.15 | 2.5mm wire (yellow) |  |  |  | 203.0769
SW123.16 | 2.5mm wire (red) |  |  |  | 203.0769
SW123.17 | 2.5mm wire (green) |  |  |  | 203.0769
SW123.18 | 4mm wire (blue) | 8-10hp |  |  | 324.6154
SW123.19 | 4mm wire (black) | 8-10hp |  |  | 324.6154
SW123.20 | 4mm wire (yellow) | 8-10hp |  |  | 324.6154
SW123.21 | 4mm wire (red) | 8-10hp |  |  | 324.6154
SW123.22 | 4mm wire (green) |  |  |  | 324.6154
SW123.23 | 6mm wire (blue) |  |  |  | 486.1538
SW123.24 | 6mm wire (black) |  |  |  | 486.1538
SW123.25 | 6mm wire (yellow) |  |  |  | 486.1538
SW123.26 | 6mm wire (red) |  |  |  | 486.1538
SW123.27 | 10mm wire (black) |  |  |  | 806.1538
SW123.28 | 16mm wire (black) |  |  |  | 1260
SW123.29 | 25mm wire (black) |  |  |  | 2012.3077
SW123.30 | 3core wire 1mm (black) |  |  |  | 430.7692
SW123.31 | 4core wire 1mm (black) |  |  |  | 553.8462
SW123.32 | 5core wire 1mm (black) |  |  |  | 376.9231
SW123.33 | 3core wire 1.5mm(grey) |  |  |  | 0
SW123.34 | 3core wire 2.5mm(grey) |  |  |  | 0
SW123.35 | 3core 1.5mm wire black heavy |  |  |  | 474.2857
SW123.36 | 3core 2.5mm wire black heavy |  |  |  | 590.7143
SW123.37 | 3core 4mm wire black heavy |  |  |  | 0
SW123.38 | 40/076 3core wire 1hp-1.5hp |  |  |  | 245.7143
SW123.39 | 70/076 3core wire 2hp-2.5hp |  |  |  | 400
ELI021.1 | ECB-1000P |  | elitech s.board |  | 369.1204
ELI021.2 | ECB-1000PLUS | 1-3hp chiller 1ph s.board |  |  | 472.2222
ELI021.3 | ECB-1000PLUS wifi |  |  |  | 550.9259
SB001.1 | Chiller Scneider (1-3.5) 1PH | Dol control panel c/w digital controller, scneider mcb (1ph) | (2 - 3.5) | 45*40*18 | 947.5205
SB001.2 | Freezer Scneider (1-3.5) 1PH |  | (2 - 3.5) | 45*40*18 | 1079.7393
SB001 | Chiller ALL Scneider(2-3.5) | Dol control panel c/w 3ph protection relay,on/off isolator and digital controller (SCNEIDER MCB,ELCB) | (2 - 3.5) | 45*40*18 | 1213.5494
SB002 | Chiller ALL Scneider (4-6.5) |  | (4 - 6.5) | 45*40*18 | 1251.0074
SB002.1 | Chiller ALL Scneider (7.5-12) |  | (7.5 - 12) | 45*40*18 | 1510.9435
SB003 | Freezer ALL Scneider (2-3.5) |  | (2 - 3.5) | 45*40*18 | 1411.922
SB004 | Freezer ALL Scneider (4-6.5) |  | (4 - 6.5) | 45*40*18 | 1460.7221
SB004.1 | Freezer ALL Scneider (7.5-12) |  | (7.5 - 12) | 50*45*18 | 1751.2301
SB004.2 | Chiller/freezer ALL Scneider(2-3.5) | For showcase w/o digital thermostat,fan contactor,heater contactor (only compressor contactor) | (2 - 3.5) | 40*30*15 | 920.0268
SB004.3 | Chiller/freezer ALL Scneider (4-6.5) |  | (4 - 6.5) | 40*30*15 | 939.5325
SB004.4 | Chiller/freezer ALL Scneider (7.5-12) |  | (7.5 - 12) | 45*40*18 | 1053.3788
SB004.5 | Chiller/freezer ALL Scneider (7.5-12) part winding |  | (2 - 3.5) | 45*40*18 | 1332.1469
SB004.6 | Chiller ALL Scneider(2-3.5) for bcu indoor | Dol control panel for BCU indoor unit c/w digital controller, (SCNEIDER MCB,ELCB) | (2 - 3.5) |  | 1048.2325
SB004.7 | Chiller ALL Scneider (4-6.5) for bcu indoor |  | (4 - 6.5) |  | 1094.3864
SB004.8 | Chiller ALL Scneider (7.5-15) for bcu indoor |  | (7.5 - 12) |  | 1171.3094
SB004.9 | Freezer ALL Scneider (2-3.5) for bcu indoor |  | (2 - 3.5) |  | 1088.7127
SB004.10 | Freezer ALL Scneider (4-6.5) for bcu indoor |  | (4 - 6.5) |  | 1165.6358
SB004.11 | Freezer ALL Scneider (7.5-15) for bcu indoor |  | (7.5 - 12) |  | 1319.482
SB005 | Chiller ALL Scneider (7.5-14) | PART WINDING control panel c/w 3ph protection relay, digital controller and (SCNEIDER MCB,ELCB) | (7.5 - 14) | 60*50*20 | 2041.1214
SB006 | Chiller ALL Scneider (15-23) |  | (15 - 23) | 60*50*20 | 2215.9602
SB007 | Chiller ALL Scneider (25-34 ) |  | (25 - 34) | 60*60*20 | 2557.2656
SB008 | Chiller ALL Scneider (35-50) |  | (35 - 50) | 60*60*20 | 2724.6223
SB009 | Freezer ALL Scneider (7.5-14) |  | (7.5 - 14) | 60*50*20 | 2251.426
SB010 | Freezer ALL Scneider (15-23) |  | (15 - 23) | 60*50*20 | 2438.5368
SB011 | Freezer ALL Scneider (25-34) |  | (25 - 34) | 60*60*20 | 2831.5077
SB012 | Freezer ALL Scneider (35-50) |  | (35 - 50) | 60*60*20 | 3023.4798
SB013 | Chiller ALL Scneider (7.5-12) | AUTO TRAN control panel c/w 3ph protection relay,digital controller and (SCNEIDER MCB,ELCB) | (7.5 - 12) | 60*60*20 | 2386.4784
SB014 | Chiller ALL Scneider (15-20) |  | (15 - 20) | 60*60*20 | 2650.7547
SB015 | Chiller ALL Scneider (25-30 ) |  | (25 - 30) | 60*60*20 | 3529.9594
SB016 | Freezer ALLScneider (7.5-12) |  | (7.5 - 12) | 60*60*20 | 2590.4505
SB017 | Freezer ALLScneider (15-20) |  | (15 - 20) | 60*60*20 | 2800.0543
SB018 | Freezer ALL Scneider (25-30) |  | (25 - 30) | 70*60*25 | 3757.5563
SB019 | 2in1 ALL Chiller ALL Scneider (2-3.5) | Dol control panel c/w 3ph protection relay,on/off isolator and digital controller (SCNEIDER MCB,ELCB) | (2 - 3.5) |  | 2196.3295
SB020 | 2in1 ALL Chiller ALL Scneider (4-6.5) |  | (4 - 6.5) |  | 2271.2456
SB021 | 2in1 ALL Freezer ALL Scneider (2-3.5) |  | (2 - 3.5) |  | 2593.0747
SB022 | 2in1 ALL Freezer ALL Scneider (4-6.5) |  | (4 - 6.5) |  | 2690.6749
SB023 | 2in1 Chiller/Freezer ALL Scneider (2-3.5) |  | (2 - 3.5) |  | 2394.7021
SB024 | 2in1 Chiller/Freezer ALL Scneider (4-6.5) |  | (4 - 6.5) |  | 2480.9603
SB025 | 2in1 Chiller/Freezer ALL Scneider (2-3.5) 2elcb |  | (2 - 3.5) |  | 2540.8559
SB026 | 2in1 Chiller/Freezer ALL Scneider (4-6.5) 2elcb |  | (4 - 6.5) |  | 2627.1141
SB027 | 2in1 ALL Freezer ALL Scneider (2-3.5) 2elcb |  | (2 - 3.5) |  | 2739.2286
SB028 | 2in1 ALL Freezer ALL Scneider (4-6.5) 2elcb |  | (4 - 6.5) |  | 2836.8288
SB030 | Customize control panel |  |  |  | 0
SB031 | 0.3T~1T Flake ice control panel (DOL) cw plc | Dol & Part winding flake ice board control panel c/w 3ph protection relay,on/off isolator and (SCNEIDER MCB,ELCB) |  |  | 1092.36
SB032 | 1.5T~3T Flake ice control panel (DOL) cw plc |  |  |  | 1307.9549
SB032.1 | 4T~6T Flake ice control panel (p.winding) cw plc |  |  |  | 2298.2262
SB033 | 0.5T-1T Flake ice control panel (DOL) |  |  |  | 1460.7221
SB034 | 1.5T-3T Flake ice control panel (DOL) |  |  |  | 1751.2301
SB035 | 2T~4T Flake ice control panel (PART WINDING) |  |  |  | 2438.5368
SB036 | 5T~6T Flake ice control panel (PART WINDING) |  |  |  | 2831.5077
SB037 | 10T Flake ice control panel (PART WINDING) |  |  |  | 3446.8923
SB038 | PLC CONTROL |  |  |  | 977.2423
SB039 | FZ05 PLC CONTROL FULL SET |  |  |  | 2344.4366
SB040 | SK043 SCREEN DISPLAY |  |  |  | 883.5341
SB041 | ZY108 CONTROLLER |  |  |  | 776.4391
SB042 | 220-11V TRANFORMER |  |  |  | 40.1606
SB043 | NTC-10K SENSOR |  |  |  | 40.1606
SB044 | MOD-CC WIRE CONNECTOR |  |  |  | 5.3548
SB045 | TZTZ |  |  |  | 0
SB046 | 0-30Bar PRESSURE TRANDUCER |  |  |  | 200.8032
SB047 | ~1-12Bar LOW PRESSURE TRANDUCER |  |  |  | 200.8032
SB048 | SC13-700 SCREW COND PLC CONTROL FULL SET |  |  |  | 3346.7202
0 | Chiller Chnt (2-3.5) | Dol control panel c/w 3ph protection relay,on/off isolator and Danfoss digital controller (CLEAR STOCK) | (2 - 3.5) | 40*30*15 | 1200.5096
0 | Chiller Chnt (4-7.5) |  | (4 - 7.5) | 40*30*15 | 1160.3383
0 | Frezzer Chnt (2-3.5) |  | (2 - 3.5) | 50*40*18 | 1349.9405
0 | Frezzer Chnt (4-7.5) |  | (4 - 7.5) | 50*40*18 | 1398.5599
0 | JXF2520/14 | 25 | 20 | 15 | ~
0 | JXF3025/15 | 30 | 25 | 15 | ~
0 | JXF3030/18 | 30 | 30 | 15 | ~
SW124 | JXF4030/15* switch board | 40 | 30 | 15 | 123.7037
0 | JXF4030/20 | 40 | 30 | 20 | ~
0 | JXF4030/25 | 40 | 30 | 25 | ~
SW125 | JXF4540/18* | 45 | 40 | 18 | 175.7544
SW126 | JXF5040/18* | 50 | 40 | 18 | ~
SW127 | JXF5045/18* | 50 | 45 | 18 | 204.2588
0 | JXF5040/20 | 50 | 40 | 20 | ~
0 | JXF5040/25 | 50 | 40 | 25 | ~
0 | JXF6040/20 | 60 | 40 | 20 | ~
0 | JXF6050/15 | 60 | 50 | 15 | ~
SW128 | JXF6050/20 * | 60 | 50 | 20 | 289.3056
0 | JXF6050/25 | 60 | 50 | 25 | ~
SW129 | JXF6060/20 * | 60 | 60 | 20 | 326.7824
0 | JXF7050/20 | 70 | 50 | 20 | ~
0 | JXF7050/25 | 70 | 50 | 25 | ~
SW130 | JXF7060/20 * (1.2MM) | 70 | 60 | 20 | 375.2778
SW131 | JXF7060/25 | 70 | 60 | 25 | ~
SW132 | JXF8060/20 | 80 | 60 | 20 | ~
SW133 | JXF8060/25 | 80 | 60 | 25 | ~
SW134 | JXF8070/20 * (1.2MM) | 80 | 70 | 20 | 475.4213
0 | JXF9070/22 | 90 | 70 | 22 | ~
SW135 | JXF10080/20 (1.2mm*1.5mm) | 100 | 80 | 20 | 671.8426
SW136 | JXF10080/25 (1.2mm*1.5mm) | 100 | 80 | 25 | ~
SW136.1 | JXF 120100/25 (1.2mm*1.5mm) | 120 | 100 | 25 | 1038.5833
SW137 | STX4 4518 (1.2mm*1.5mm) | 45 | 40 | 18 | 618.3167
SW138 | STX5 620 (1.2mm*1.5mm) | 60 | 50 | 20 | 955.3208
SW139 | STX6 620 (1.2mm*1.5mm) | 60 | 60 | 20 | 1071.5
SW140 | STX6 720 (1.2mm*1.5mm) | 70 | 60 | 20 | 1202.2
SW141 | STX7 820 (1.5mm*2mm) | 80 | 70 | 20 | 1748.425
SW142 | STX8 1020 (1.5mm*2mm) | 100 | 80 | 20 | 2321.375
SW143 | STX8 1025 (1.5mm*2mm) | 100 | 80 | 25 | 2494.3917
SW144 | TT1 04 | 400x200mm | canopy |  | 42
SW145 | TT2 04 | 400x250mm |  |  | 47.5833
SW146 | TT2 05 | 500x250mm |  |  | 55.3333
SW147 | TT1 06 | 600x250mm |  |  | 63.0833
SW148 | TB-AG-1115 | 110X150X70mm | Plastic enclosure, without mounting plate |  | 10.4167
SW149 | TB-AG-1419 | 140X190X70mm |  |  | 17.3333
SW150 | TB-AG-1924 | 190X240X90mm |  |  | 25.8333
SW151 | TB-AG-1924-1 | 190x240x160mm |  |  | 36.8333
SW152 | TB-AG-2230 | 220X300X120mm |  |  | 50
SW153 | TB-AG-3038 | 300X380X120mm |  |  | 72.25
SW154 | TB-AG-3038-1 | 300X380X160mm |  |  | 93.0833
SW155 | MEP4540/18 plexiglass door | 450*400*180 | C/W front door |  | 212.5
SW156 | MEP6060/20 plexiglass door | 600*600*200 |  |  | 336.2222

## FLAKE ICE
WELLER AIR-COND PARTS ENTERPRISE SDN BHD (613386-K)
DATE :5.12.25
ITEM CODE | MODEL | BRAND | TON | Cooling capacity(kw/h) | (RM) | Rotary cond unit | highly complete set c/w bin | highly Complete set w/o bin | copeland scroll | copeland complete set c/w bin | copeland Complete set w/o bin | WELZER Cond unit | complete set c/w bin | Complete set w/o bin | Picture
FLA001.1 | F0.3T | FLAKE ICE MACHINE CW SALT PUMP,WATER PUMP,SPEED REDUCER C/W MOTOR (GONGJI),FULL ICE SENSOR warrantly 1years | RCX1034,TS-02 | 1.9 | 4988.1952 | PH310M2CS-4KTH | 10778.8497 | 10105.4565 | ZB15 cw cu32qc | 13403.042 | 11538.4408
FLA001 | F0.5T |  | RCX2434,3134(TX2-3,TS2-4) | 3.2 | 5985.5422 | DTH488LC3-3ph | 13930.9795 | 10918.9313 | ZB21 cw cu40qc | 15792.6993 | 12780.6511
FLA002 | F1T |  | RCX4734(TX2-5,TS2-6) | 6.5 | 9855.5677 | DTE752LC3-3ph | 19980.3903 | 17684.4624 | ZB45 cw cu72bqc | 22274.0591 | 19262.0109 | B4DES5Y cw cu72bqc | 23152.8002 | 20140.752
FLA003 | F1.5T |  | TGES5 | 9.8 | 10952.9025 | C-SCN603H8T cw cu125Bqc | 27901.5991 | 23634.5308 | ZFI36 cw cu125Bqc | 29933.0197 | 25665.9514 | B4TES9Y cw cu125qc | 31564.2636 | 27297.1953
FLA004 | F2T |  | TGES7.5,SCX0857 | 13 | 16099.4471 | C-SCN903H8T cw cu144Bqc | 35811.1804 | 31396.9719 | ZFI50 cw cu144Bqc | 37320.0281 | 34192.717 | B4PES12Y cw cu144qc | 39211.2186 | 34797.01
FLA005 | F3T |  | 2*TGES5 | 19.5 | 19662.4395 | 1TON CSBN453 cw cu72Bqc | 22345.1031 | 18078.0349 | ZFI59 cw cu160qc |  | 40309.1182 | B4nes14Y c/w cu160qc | ~ | 39439.3104
FLA006 | F4T |  | 2*TGES5 | 26 | ~ |  |  |  | ZFI68 cw cu200qc |  | 52454.0332 | B4HE18Y c/w cu200qc | ~ | 54501.9614
FLA007 | F5T |  | 2*SCX0857,2*TGES7.5 | 32.5 | 30351.4166 |  |  |  | ZFI122 cw cu300qc |  | 67050.9274 | B6GE34Y c/w cu300qc | ~ | 65057.2987
FLA008 | F6T |  | 3*TGES5 | 39 | 31671.0434 |  |  |  | ZFI122 cw cu300qc |  | 68474.7115 | B6GE34Y c/w cu300qc | ~ | 66481.0828
FLA009 | F8T |  | 0 | 0 | 51465.4456 | [6 empty] | SW3L 3000 | 0 | 99165.8271
FLA010 | F10T |  | 0 | 0 | 55424.326 | [6 empty] | SW3L 4000 | 0 | 131267.6624
FLA011 | F12T |  | 0 | 0 | 59383.2064 | [6 empty] | SW3L 5000 | 0 | 151310.3357
FLA010.01 | F15T |  | 0 | 0 | 69940.2209 |  | 700 |  |  |  |  | SW3L 6000 | 0 | 163527.3029
FLA010.02 | F20T |  | 0 | 0 | 75218.7281 |  | 900 |  |  |  |  | SW3L 8000 | 0 | 201218.3629
FLA010.05 | STF0.5T | INSIDE 304 STAINLESS STEEL FLAKE ICE MACHINE CW SALT PUMP,WATER PUMP,SPEED REDUCER C/W MOTOR (GONGJI),FULL ICE SENSOR warrantly 1years | RCX2434,3134(TX2-3,TS2-4) | 3.2 | 6912.3309 |  | 1750
FLA010.06 | STF1T |  | RCX4734(TX2-5,TS2-6) | 6.5 | 11480.7532 |  | 2100
FLA010.07 | STF1.5T |  | TGES5 | 9.8 | 13935.2591 |  | 2900
FLA010.08 | STF2T |  | TGES7.5,SCX0857 | 13 | 18580.3455 |  | 3000
FLA010.09 | STF3T |  | 2*TGES5 | 19.5 | 22209.3192 |  | 5500
FLA010.10 | STF4T |  | 2*TGES5 | 26 | 29636.6188
FLA010.11 | STF5T |  | 2*SCX0857,2*TGES7.5 | 32.5 | 39588.8043
FLA010.12 | STF6T |  | 3*TGES5 | 39 | 40321.9303
FLA010.13 | STF1T-316 | fully 316 s/steel | 0 | 0 | 15835.5217
FLA024.1 | ICE BIN 600P (0.3ton machine) | Ice storage bin | 03ton | 1060h*760l*800w(42"*30"*31.5") | 2237.5215
FLA025 | ICE BIN 2000P (0.5~1ton machine) |  | 0.5ton-1ton | 1170h * 1220l * 920w (47"*48"*36") | 3614.4578
FLA027 | ICE BIN 2500P (1.5ton~2ton machine) |  | 1.5-2ton | 1100h * 1500l * 1126w (43"*59"*44") | 5120.4819
SB031 | 0.3T~1T Flake ice control panel (DOL) cw plc | Control panel c/w rccb all scneider | 0.3-1T | 0 | 1008.3323
SB032 | 1.5T~3T Flake ice control panel (DOL) cw plc |  | 1.5-3T | 0 | 1207.343
SB032.1 | 4T~6T Flake ice control panel (p.winding) cw plc |  | 4-6T | 0 | 2121.4396
SB033 | 0.5T-1T Flake ice control panel (DOL) |  | 0.5-1T | 0 | 1460.7221
SB034 | 1.5T-3T Flake ice control panel (DOL) |  | 1.5-3T | 0 | 1751.2301
SB035 | 2T~4T Flake ice control panel (PART WINDING) |  | 2-4T | 0 | 2438.5368
SB036 | 5T~6T Flake ice control panel (PART WINDING) |  | 5-6T | 0 | 2831.5077
SB037 | 10T Flake ice control panel (PART WINDING) |  | 8-10T | 0 | 3446.8923
SB038 | PLC CONTROL |  | 0 | 0 | 814.3686
FLA028 | PLC CONTROL BOARD 3PH |  |  |  | 354.7523
FLA029 | PLC CONTROL BOARD 1PH |  |  |  | 334.672
FLA033 | ICE SHOVEL SMALL (66CM*20CM) |  | 0.3-0.5 | 0 | 83.9071
FLA034 | ICE SHOVEL MEDIUM (96CM*26CM) |  | 1~3 | 0 | 111.8761
FLA034.1 | ICE SHOVEL MEDIUM (112CM*35CM) |  | 4~10 | 0 | 140.9639
FLA035 | Water pump motor 2WATTS | newton | 0 | 0 | 100.9036
FLA036 | Water pump motor 6WATTS | newton | 0 | 0 | 158.1325
FLA037 | Water pump motor 9WATTS | NEWTON | 0.5T-1T | 9W | 188.253
FLA038 | Water pump motor 14WATTS | NEWTON | 0.5T-1.5T | 14W | 260.5422
FLA038.1 | 0.12kw water pump short shaft (2T-3T) |  | 2T-3T | 0 | 632.5301
FLA038.2 | 0.12kw water pump long shaft (4T-6T) |  | 4T-6T | 0 | 702.8112
FLA039 | DOB-20 | DOB WATER PUMP | 0.5T-3T (140mm) | 20W | 257.2791
FLA040 | TC-8180 |  | 4T (180mm) | 90W | 420.4317
FLA041 | TC-4180 |  | 5T-8T (180mm) | 180W | 652.6104
FLA042 | TC-2180 |  | 10T-12T (195mm) | 370W | 853.4137
FLA043 | IWAKI PUMP (ES-B11VC-230N1) | IWAKI | 0.5-40T | 0 | 1500
FLA043.1 | IWAKI FOOT VALVE |  | 0 | 0 | 254.5455
FLA043.2 | IWAKI HOSE (PER METER) |  | 0 | 0 | 13.6
FLA044 | Newdose Salt water pump | DFD-03-07-M | 0 | 0 | 472.4781
FLA045 | FLOAT VALVE (SMALL) |  | 0 | 0 | 30.1205
FLA046 | FLOAT VALVE (BIG) |  | 0 | 0 | 75.3012
FLA047 | MF-5KP2 | RIKO Infrared switch | Versatile | 0 | 163.1526
FLA047.1 | WEIG INFRARED SWITCH | RIKO Infrared switch | 0 | 0 | 104.585
FLA048 | RF-0H21DS | FINE Water level switch | Versatile | 0 | 25.8367
FLA049 | 6GU600RC c/w 6IK250GU-S3FT motor | GONGJI Speed reducer | 300kgs | 0 | 1133.0589
FLA050 | BHVWEQ70X40-600 |  | 0.5T-1.5T | 0 | 2250.3808
FLA051 | BHVWEQ80X50-800 |  | 2T | 0 | 2631.2145
FLA052 | BHVWEQ80X50-600 |  | 2.5T-4T | 0 | 2631.2145
FLA053 | BHVWEQ100X60-600 |  | 5T | 0 | 4293.0342
FLA053.1 | TKVWEQ60-800 |  | 0.5T | 0.25KW | 1673.3601
FLA054 | TKVWEQ70*40-600-800 |  | 1T-1.5T | 0.25KW(11MM) | 1856.8527
FLA055 | TKVWEQ80*50-800 |  | 2T-3T | 0.37KW | 2841.2501
FLA056 | TKVWEQ100*60-800 |  | 4T-6T | 0.55KW | 4602.3173
FLA057 | TKVWEQ100*60-600 |  | 4T-6T | 0.55KW | 4602.3173
FLA057.1 | TKVWEQM120*70-800R |  | 8-10ton | 0 | 7501.2694
FLA057.2 | TKVWEQM135*80-800R |  | 0 | 0 | 9809.3524
FLA058 | 1ton icesta gear motor (5RK120A-YFT) | Marellimotori Motor of speed reducer | 1T | 0 | 389.5833
FLA058.1 | 0.18KW (63) |  | 1T | 0 | ~
FLA058.2 | 0.25KW (SMALL FLANGE 3PH) |  | 0.5T | 0 | 600
FLA059 | 0.25KW (63) |  | 0.5T-1.5T | 0.25KW (63) 11mm*23mm | 450
FLA060 | 0.25KW (71) |  | 0.5-1T | 0.25KW (71) 14mm*30mm | 516.6667
FLA060.1 | 0.25KW (71) |  | 0.5T-2T | 0.25KW (71) 11mm*30mm | 666.6667
FLA061 | 0.37KW (71) |  | 0.5T-3T | 0.37KW (71) 14mm*30mm | 566.6667
FLA062 | 0.55KW (71) |  | 4T-6T | 0.55KW (71) 14mm*30mm | 633.3333
FLA063 | 0.75KW (80) |  | 8T-20T | 0.75KW | 713.3333
FLA063.1 | 0.3TON ICE SCRAPER | Full set of Ice scraper with axle pin, bearing, oil seal | 60*220 | 0 | 708.7172
FLA064 | 0.5TON ICE SCRAPER |  | 60*220 (60*270) | 0 | 1133.9476
FLA065 | 1TON ICE SCRAPER |  | 70*320 | 0 | 1389.0858
FLA066 | 1.5TON ICE SCRAPER |  | 70*420 | 0 | 1559.1779
FLA067 | 2TON ICE SCRAPER |  | 70*520 | 0 | 1771.7931
FLA068 | 2TON big ICE SCRAPER |  | 70*470 | 0 | 1927.7108
FLA069 | 3TON ICE SCRAPER |  | 80*635 | 0 | 2126.1517
FLA070 | 4TON ICE SCRAPER |  | 80mm*635mm | 0 | 2551.382
FLA071 | 5TON ICE SCRAPER |  | 80*740 | 0 | 2693.1254
FLA072 | 6TON ICE SCRAPER |  | 80*790 | 0 | 3260.0992
FLA073 | 8TON ICE SCRAPER |  | 80*880 | 0 | 3543.5861
FLA074 | 10TON ICE SCRAPER |  | 95*1020 | 0 | 4961.0206
FLA075 | BEARING SET 25X38 (0.3-0.5TON) | BEARING SET 1PAIR | 0.3T-0.5T | 0 | 566.9738
FLA076 | BEARING SET 30X48 (1-2TON) |  | 1T-2T | 0 | 708.7172
FLA077 | BEARING SET 30X50 (3-6TON) |  | 3T-6T | 0 | 708.7172
FLA078 | 0.3TON FLAKE ICE SHAFT | Shaft c/w bearing wo ice scraper |  |  | 0
FLA079 | 0.5TON FLAKE ICE SHAFT |  |  |  | 793.7633
FLA080 | 1TON FLAKE ICE SHAFT |  |  |  | 1162.2962
FLA081 | 1.5TON FLAKE ICE SHAFT |  |  |  | 1346.5627
FLA082 | 2TON FLAKE ICE SHAFT |  |  |  | 2097.803
FLA083 | 3TON FLAKE ICE SHAFT |  |  |  | 2211.1977
FLA084 | 4TON FLAKE ICE SHAFT |  |  |  | 0
FLA085 | 5TON FLAKE ICE SHAFT |  |  |  | 0
FLA086 | 6TON FLAKE ICE SHAFT |  |  |  | 0
FLA087 | EXTERNAL UPPER BEARING SET (0.3-1.5TON) | EXTERNAL BEARING SET UPPER AND BOTTOM |  |  | 0
FLA088 | EXTERNAL BOTTOM BEARING SET (0.3-1.5TON) |  |  |  | 0
FLA089 | EXTERNAL UPPER BEARING SET (2-6TON) |  |  |  | 0
FLA090 | EXTERNAL BOTTOM BEARING SET (2-6TON) |  |  |  | 0
*The ice flaker evaporator include ice making cylinder, heavy-duty motor gear and
reducer, screw scraper, water pump, S.S. water tank and S.S. supporting frame, infrared
bin full sensor, without electrical control panel.
*Warranty period 1year base on spare parts only
*PLEASE EMAIL OR FAX OVER THE BANK IN SLIP
BANK ACC :HONG LEONG BANK BHD 36600016285 , PUBLIC BANK BHD 3119617816
BENEFICIARY :WELLER AIR-COND PARTS ENTERPRICE SDN BHD
COMPUTER PRINT GENERATE ONLY

## ALUMINIUM PLATE
WELLER AIR-COND PARTS ENTERPRISE SDN BHD (613386-K)
DATE :5.12.25
ITEM | SIZE | DESCRIPTION | (RM) | picture
AL001 | 96" (l) X 40" (w) ALUMINIUM PLATE | 40" X 96" ALUMINIUM PLATE | 2177.9692
AL002 | 96" (l) X 20" (w) ALUMINIUM PLATE | 20" X 96" ALUMINIUM PLATE | 1242.8308
AL003 | 43" (l) X 30" (w) ALUMINIUM PLATE | 30" X 43" ALUMINIUM PLATE | 1015.4068
AL004 | 67" (l)X 30" (w) ALUMINIUM PLATE | 30" X 67" ALUMINIUM PLATE | 1362.272
0 | SEMI CONTACT FREZZER 300KGS | 7TRAY,8PCS PLATE (30" x 43") | 22021.4286
0 | SEMI CONTACT FREZZER 400KGS | 9TRAY,10PCS PLATE (30" x 43") | 25060.1909
0 | SEMI CONTACT FREZZER 500KGS | 11TRAY,12PCS PLATE (30" x 43") | 29175.8762
0 | SEMI CONTACT FREZZER 800KGS | 11TRAY,12PCS PLATE (30" x 67") | 35802.8625
0 | SEMI CONTACT FREZZER 1500KGS | 12TRAY ,13PCS PLATE (40" x 96") 144pcs ice tray 14"*17" | 51110.3466
AL005.3 | SEMI CONTACT FREZZER 300KGS COMPLETE SET (7racks) | 1SET ZFI36 Copeland C/W CU125QC (8hp) | 41270.2472
AL005.4 | SEMI CONTACT FREZZER 400KGS COMPLETE SET (9racks) | 1SET ZFI39 Copeland C/W CU144QC (10hp) | 46030.619
AL006 | SEMI CONTACT FREZZER 500KGS COMPLETE SET (11racks) | ZFI50 COPELAND (12hp) C/W CU160QC | 52308.1722
AL007 | SEMI CONTACT FREZZER 800KGS COMPLETE SET (11racks) | 1SET ZFI68 COPELAND (18HP) CW CU200QC (20AMP) | 64814.7413
AL008 | SEMI CONTACT FREZZER 1500KGS COMPLETE SET (12racks) | C/W ZFI140 C/W CU400QC (40hp) | 128227.9563
AL008.1 | SEMI BLAST FREZZER 350KGS C/W 2pcs s/s trolley 32rack | SSC-500 cabinet cw ZFI50 (12HP) | 43266.8322
AL008.2 | SEMI BLAST FREZZER 500KGS C/W 3pcs s/s trolley 48rack | SSC-800 cabinet cw zfi68 (18hp) | 52927.7595
AL009 | 110102 S/STEEL RACK 15TIER (150kgs)(466L*620W*1710H)80mm | 0 | 556.5853
AL010 | 110202 S/STEEL RACK 16TIER(160kgs) (466L*620W*1710H)80mm |  | 568.4276
AL011 | HLB1035 ALUMINIUM PAN WITH HOLE 60*40*2.8cm*1mm |  | 32.9523
AL011.1 | HLB3041 S/STELL 304 PAN WITH HOLE 60*40*2.5cm*1mm | 0 | 49.4285
AL011.2 | HLB1031 ALUMINIUM PAN 60*40*2.8cm*1mm |  | 32.9523
AL012 | HLB1040 ALUMINIUM PAN 46*33*2.7CM |  | 22.6547
AL012.1 | HLB3040 S/STELL 304 PAN 60*40*2.5cm*1mm |  | 48.9136
*The aluminium plate is with 250psi internal to test leaking
PRICE VALID : Ex-factory KL
*PRICE WILL BE CHANGE ON THE FINAL PAYMENT DUE TO THE CURRENCY RATE
*PLEASE EMAIL OR FAX OVER THE BANK IN SLIP
BANK ACC :HONG LEONG BANK BHD 36600016285 , PUBLIC BANK BHD 3119617816
BENEFICIARY :WELLER AIR-COND PARTS ENTERPRICE SDN BHD
COMPUTER PRINT GENERATE ONLY

## danfoss,sagi
WELLER AIR-COND PARTS ENTERPRISE SDN BHD (613386-K)
DATE :5.12.25
ITEM CODE | GENUINE SPARE PARTS | BRAND | PACKING | DEALER CASH (RM) -5% | Picture
DAN001 | TX2 Danfoss exp-valve (R22) | ORIGINAL GENUINE DANFOSS PARTS |  | 130.4907
DAN002 | TEX2 Danfoss exp-valve (R22) |  |  | 145.1296
DAN003 | TS2 Danfoss exp-valve (R404,R507) |  |  | 160.5556
DAN004 | TES2 Danfoss exp-valve (R404,R507) |  |  | 179.7593
DAN005 | TES2 Danfoss exp-valve (R404,R507)-60c 068z3411 |  |  | 214.4676
DAN005.1 | TEB2 Danfoss exp-valve (R23)-90C~-70C 068Z3518 |  |  | 571.4676
0 | TN2 Danfoss exp-valve (R134A) |  |  | ~
DAN006 | ORIFICE NO 0 |  |  | 38.6364
DAN007 | ORIFICE NO 1 |  |  | 38.6364
DAN008 | ORIFICE NO 2 |  |  | 38.6364
DAN009 | ORIFICE NO 3 |  |  | 38.6364
DAN010 | ORIFICE NO 4 |  |  | 38.6364
DAN011 | ORIFICE NO 5 |  |  | 38.6364
DAN012 | ORIFICE NO 6 |  |  | 38.6364
DAN012.1 | TGES5 R507 5/8 X 7/8 EXP VALVE |  |  | 313.0046
DAN012.2 | TGES7.5 R507 5/8 X 7/8 EXP VALVE |  |  | 407.0556
DAN012.3 | TGES9 R507 5/8 X 7/8 EXP VALVE |  |  | 407.0556
DAN012.4 | TGES11 R507 5/8 X 1 1/8 EXP VALVE |  |  | 407.0556
DAN012.5 | TGES13 R507 7/8 X 1 1/8 EXP VALVE |  |  | 485.7593
DAN012.6 | TGES18 R507 7/8 X 1 3/8 EXP VALVE |  |  | 583.9815
DAN012.7 | TGES21 R507 7/8 X 1 3/8 EXP VALVE |  |  | 583.9815
DAN013 | Danfoss DML032Filter Drier 1/4"F |  |  | 30.6056
DAN013.1 | Danfoss DML032SFilter Drier 1/4"(solder) |  |  | 30.6056
DAN014 | Danfoss DML052Filter Drier 1/4"F |  |  | 32.1358
DAN015 | Danfoss DML083 Filter Drier 3/8"F |  |  | 34.2921
DAN016 | Danfoss DML163 Filter Drier |  |  | 45.4214
DAN017 | Danfoss DML164 Filter Drier |  |  | 45.4214
DAN018 | Danfoss DML165 Filter Drier |  |  | 45.6301
DAN019 | Danfoss DML304 Filter Drier |  |  | 84.0262
DAN020 | Danfoss DML305 Filter Drier |  |  | 89.1039
DAN021 | Danfoss DML306 Filter Drier |  |  | 89.1039
DAN022 | Danfoss DML307 Filter Drier |  |  | 92.1405
DAN023 | Danfoss 018F6252 Coil IP67 220-230VAC 50Hz l0W |  |  | 91.6667
DAN024 | Danfoss EVR2 Sol.valve Body 1/4" |  |  | 150.8333
DAN025 | Danfoss EVR3 Sol.valve Body 3/8"(1HP - 2HP) |  |  | 158.3333
DAN026 | Danfoss EVR6 Sol.Valve Body 3/8"F (2.5HP - 4HP) |  |  | 213.75
DAN027 | Danfoss EVR6 Sol.Valve Body 1/2"F (4.5HP - 5HP) |  |  | 205
DAN028 | Danfoss EVR10 Sol Valve Body 1/2"F (6HP -7HP) |  |  | 285
DAN029 | Danfoss EVR10 Sol Valve Body 5/8"F (7.5HP -20HP) |  |  | 300.8333
DAN030 | Danfoss EVRI5 Sol Valve Body 7/8"S (25HP-30hp) |  |  | 350
DAN031 | Danfoss EVR20 Sol Valve Body 7/8"S |  |  | 645.2726
DAN032 | Danfoss EVR20 Sol Valve Body 1 1/8"S |  |  | 738.1295
DAN032.1 | Danfoss EVR25 Sol Valve Body 1 1/8"S |  |  | 965.7971
DAN032.2 | Danfoss EVR25 Sol Valve Body 1 3/8"S |  |  | 1100.3804
DAN032.3 | Danfoss EVR32 Sol Valve Body 1 3/8"S |  |  | 1522.3777
DAN032.4 | Danfoss EVR40 Sol Valve Body 1 5/8"S W/M |  |  | 1779.5335
DAN033 | Danfoss Hand Valve 3/8"F |  |  | 108.3333
DAN034 | Danfoss Hand Valve 1/2"F |  |  | ~
DAN035 | Danfoss Hand Valve 5/8"F |  |  | ~
DAN036 | TES5 Danfoss Element valve 067B3342 (R507) |  |  | 292.3077
DAN036.1 | TEX5 Danfoss Element valve 067B3250 (R22) |  |  | 292.3077
DAN036.2 | TE5 Valve body 067B4013 |  |  | 68.3935
DAN036.3 | TES5 Danfoss Element valve 067B3358 Flare -40c~ -15c(R507)cw mop |  |  | 379.98
DAN036.4 | TES5 Danfoss Element valve 067B3343 Flare -60c~ -15c(R507) |  |  | 507.7756
DAN037 | TE5 ORIFICE NO 1 (R22-5.46TON , R507-4.26TON) |  |  | 144.2074
DAN038 | TE5 ORIFICE NO 2 (R22-7.51TON , R507-5.86TON) |  |  | 144.2074
DAN039 | TE5 ORIFICE NO 3 (R22-9.66TON , R507-7.51TON) |  |  | 144.2074
DAN040 | TE5 ORIFICE NO 4 (R22-13.1TON , R507-10.2TON) |  |  | 144.2074
0 | TES5 Danfoss Exp-Valve c/w orifice |  |  | 529.2676
DAN040.1 | TES12 Danfoss Element valve 067B3349 (R507) ~60c cw mop |  |  | 584.9909
#REF! | #REF! |  |  | #REF!
DAN041.1 | TEX12 Danfoss Element valve 067B3210 Solder 7/8 x 1 1/8 (R22) |  |  | 473.6594
DAN041.2 | TE12 Valve body 067B4023 |  |  | 92.9491
DAN042 | TE12 ORIFICE NO 5 (R22-16.3TON , R507-14.5TON) |  |  | 191.6667
DAN043 | TE12 ORIFICE NO 6 (R22-21.8TON , R507-18.3TON) |  |  | 191.6667
DAN043.1 | TE12 ORIFICE NO 7 (R22-27.9TON , R507-23.2TON) |  |  | 191.6667
0 | TES12 Danfoss Exp-Valve c/w orifice |  |  | 744.4935
DAN044 | Danfoss Ball Valve 1 1/8"S |  |  | 252.6137
DAN045 | Danfoss Ball Valve 1 3/8"S |  |  | 384.9272
DAN047 | Danfoss 014-016S1 GN6 Sight Glass 1/4"FX F |  |  | ~
DAN048 | Danfoss 014-0162S GN10 Sight Glass 3/8"FX F |  |  | ~
DAN049 | Danfoss 014-016S3 GN12 Sight Glass 1/2"FX F |  |  | ~
DAN050 | Danfoss 014-016S5 GN16 Sight Glass 5/8"FX F |  |  | ~
0 | Danfoss 014-016S5 GN19 Sight Glass 3/4"FX F |  |  | ~
0 | Danfoss 014-0186S GN22S Sight Glass 7/8"SX S |  |  | ~
0 | Danfoss 014-018S7 GN22S Sight Glass 1 1/8"S X S |  |  | ~
DAN051 | Danfoss 060-1103 KP1 Low Pressure Contro Manual -0.2-7Bar |  |  | 104.5252
DAN052 | Danfoss 060-1101 KP1 Low Pressure Control Auto -0.2-7Bar |  |  | 104.5252
DAN053 | Danfoss 060-117191 KP5 High Pressure Control Auto |  |  | 102.4554
DAN054 | Danfoss 060-1173 KP5 High Pressure Control Manual |  |  | 121.488
0 | Danfoss 060-1265KP15 Dual Auto/Auto Pressure Control |  |  | ~
DAN055 | Danfoss 060-1264KP15 Dual Auto/Manual Pressure control |  |  | 175.6345
0 | Danfoss KP15 Dual Manual/Manual Pressure control |  |  | ~
0 | Danfoss 060-5191K P6B Pressure Control( R410a) manual |  |  | ~
0 | Danfoss 017D002166 RT260A Diff pressure control 0.5~4bar(amonia gas) |  |  | ~
0 | Danfoss 017-500266 RT1A Pressure switch M/15 (amonia gas) |  |  | ~
0 | Danfoss 017-503566 RT6AB Pressure control 10~28bar (amonia gas) |  |  | ~
0 | Danfoss KP63 060l 1108 Temperature controller ~10c - ~50c |  |  | ~
0 | Danfoss 060L 1112 KP69 Thermostat (-5C ~ 35C) |  |  | ~
DAN055.5 | KVL 15 Suction pressure regulator valve 5/8" (flare) |  |  | 550.7292
DAN055.6 | KVL 35 Suction pressure regulator valve 1 3/8" |  |  | 1146.3731
DAN056 | Danfoss MP54 oil pressure controller |  |  | 539.1153
DAN057 | Danfoss 023U4381 48-DC FILTER CORE (8pcs) |  |  | 59.5644
DAN058 | 48-F SUCTION FILTER CORE |  |  | 93.4517
DAN059 | 48-DA BURN OUT CORE |  |  | 118.4269
DAN059.1 | EKA183B Programming key ERC21X |  |  | 213.1439
DAN060 | Danfoss 08488500 EKC102A Temp Control With Sensor (chiller) |  |  | 151.3258
DAN061 | Danfoss ERC213 Temp Control (chiller/frezzer) |  |  | 150.6818
DAN062 | Danfoss 08484403 EKS211 NTC 5k Sensor 1.5m |  |  | 17.2898
DAN062.1 | High Pressure switch 28bar ~ 22bar (1m wire) R404,R507,R22 | pressure switch |  | 19.629
DAN062.2 | Low Pressure switch 0.5bar ~ 1.5bar (1m wire) R404,R507,R22 |  |  | 19.3182
DAN062.3 | HIGH PRESSURE SWITCH 20bar~16bar (1.5M WIRE) R134a |  |  | 19.629
DAN062.4 | LOW PRESSURE SWITCH 0.2bar~1.5bar (1.5M WIRE) R134a |  |  | 19.629
DAN062.5 | HIGH PRESSURE SWITCH 41.4bar~33bar (1.5M WIRE) R410a |  |  | 26.6458
DAN062.6 | LOW PRESSURE SWITCH 2bar~3bar (1.5M WIRE) R410a |  |  | 26.6458
DAN062.7 | LOW PRESSURE SWITCH 0.1bar~1.5bar (1.5M WIRE) R134a |  |  | 19.7152
DAN063 | DNS-D306X auto/auto pressure control | Saginomiya pressure control |  | 199.9074
DAN064 | DNS-D306XM auto/manual pressure control |  |  | 199.9074
DAN064.1 | DNS-D606X auto/auto pressure control |  |  | 199.9074
DAN065 | DNS-D606XM auto/manual pressure control |  |  | 199.9074
DAN066 | DNS-D606XMM manual/manual pressure control |  |  | 199.9074
DAN079 | Saginomiya RPV-PV-02091 Coil 220/230V 6W w/ DIN(插頭) | solenoid valve coil AC230v 50hz |  | 50.431
DAN080 | Saginomiya RPV-PV-02326 Coil 100V 6W w/ DIN(插頭) | solenoid valve coil AC100v 50hz/60hz |  | 50.431
0 | SNS-C110X Low Pressure Control Auto | Saginomiya pressure control |  | 86.3027
0 | SYS-C130X2 High Pressure Control Auto |  |  | 86.3027
DAN081 | SNS-C106X Low pressure control Auto |  |  | 127.5
DAN082 | HNS-C130XMI High Pressure Control Manual |  |  | 149.537
DAN087 | SAGINOMIYA RGE-X3R4-7 CONDENSER FAN SPEED CONTROLS | Saginomiya oil pressure control |  | 1297.5214
DAN088 | QCX-1234BHSA Exp.Valve 1.25TON (R22) | Saginomiya Exp-valve W/O equalizer (R22) (10C ~ -40C) 3/8"Fx1/2"F |  | 180.933
DAN092 | QCX-4734BHSA Exp.Valve 4.69TON (R22) |  |  | 180.933
DAN093 | QCX-1034BUSA Exp.Valve 0.99TON (R404A/R507) | Saginomiya Exp-valve W/O equalizer (R404A/R507) (10C ~-40C) 3/8"Fx1/2"F |  | 180.933
DAN095 | QCX-1534BDUSL Exp.Valve 0.98TON (R404A/R507) |  |  | 180.933
DAN098 | RCX-1234BHSA Exp.Valve 1.25TON (R22) |  |  | 180.933
DAN099 | RCX-1634BHSA Exp.Valve 1.57TON (R22) |  |  | 180.933
DAN100 | RCX-2434BHSA Exp.Valve 2.35TON (R22) |  |  | 180.933
DAN101 | RCX-3134BHSA Exp.Valve 3.13TON (R22) |  |  | 180.933
DAN102 | RCX-4734BHSA Exp.Valve 4.69TON (R22) |  |  | 180.933
DAN103 | RCX-0834BUSA Exp.Valve 0.78TON (R404A/R507) | Saginomiya Exp-valve C/W equalizer (R404A/R507) (10C ~ -40C) 3/8"Fx1/2"F |  | 180.933
DAN104 | RCX-1034BUSA Exp.Valve 0.99TON (R404A/R507) |  |  | 180.933
DAN105 | RCX-1534BUSA Exp.Valve 1.48TON (R404A/R507) |  |  | 180.933
DAN106 | RCX-2034BUSA Exp.Valve 1.98TON (R404A/R507) |  |  | 180.933
DAN108 | SCX-0645DBHSA Exp.Valve 5.78TON (R22) 1/2"Fx5/8"F | Saginomiya Exp-valve C/W equalizer (R22) (10C ~ -40C) |  | 235.9483
DAN109 | SCX-0845DBHSA Exp.Valve 8.05TON (R22) 1/2"Fx5/8"F |  |  | 235.9483
DAN110 | SCX-1057DBHSA Exp.Valve 10.1TON (R22) 5/8"S x 7/8"S |  |  | 235.9483
DAN111 | SCX-1257DBHSA Exp.Valve 12.1TON (R22) 5/8"S x 7/8"S |  |  | 235.9483
DAN112 | SCX-1457DBHSA Exp.Valve 14.4TON (R22) 5/8"S x 7/8"S |  |  | 235.9483
DAN114 | SCX-0545DBUSA Exp.Valve 5.08TON (R404A/R507) 1/2"Fx5/8"F |  |  | 235.9483
DAN116 | SCX-0857DUSA Exp.Valve 7.66TON (R404A/R507) 5/8"S x 7/8"S |  |  | 235.9483
DAN117 | SCX-0957DUSA Exp.Valve 9.06TON (R404A/R507) 5/8"S x 7/8"S |  |  | 235.9483
DAN117.1 | AWR-2510GLW 1" Water Regulating Valve saginomiya | water regulating valve |  | ~
DAN118 | INX-2203DUL-Q61 Valve | Liquip injection valve |  | ~
DAN119 | INX-2208DUL-Q63 Valve |  |  | ~
0 | CFE-SC10B-001 Saginomiya digital pressure control | Saginomiya digital pressure control |  | ~
0 | CFE-SC35B-001 Saginomiya digital pressure control |  |  | ~
DAN120 | Korea HJ-01 Vibration hose 3/8" | KOREA 3S &PACKLESS USA VIBRATION HOSE |  | 44.4318
DAN121 | Korea HJ-02 Vibration hose 1/2" |  |  | 48.4028
DAN122 | Korea HJ-03 Vibration hose 5/8" |  |  | 51.9444
DAN123 | Korea HJ-04 Vibration hose 3/4" |  |  | 87.2431
DAN124 | Korea HJ-05 Vibration hose 7/8" |  |  | 99.6389
DAN125 | Korea HJ-06 Vibration hose 1 1/8" |  |  | 107.9365
DAN126 | Korea HJ-07 Vibration hose 1 3/8" |  |  | 155.4286
DAN127 | Korea HJ-08 Vibration hose 1 5/8" |  |  | 215.22
DAN128 | Korea HJ-09 Vibration hose 2 1/8" |  |  | 296.9333
DAN129 | Korea HJ-10 Vibration hose 2 5/8" |  |  | 623.3333
DAN130 | Korea HJ-11 Vibration hose 3 1/8" |  |  | 929.3333
DAN136 | Packless VAF-04 Vibration hose 1/2" |  |  | 60.1623
DAN137 | Packless VAF-08 Vibration hose 7/8" |  |  | 114.8052
DAN143 | HARRIS SILVER ROD 0% (55LGTHS/kg) |  |  | 117.1429
DAN144 | HARRIS SILVER ROD 0% (1LGTHS) |  |  | 2.7107
DAN145 | GALFLO SILVER ROD 0% (55LGTHS/kg) |  |  | 111.4286
DAN146 | GALFLO SILVER ROD 0% (1LGTH) |  |  | 2.5785
DAN147 | 250g finex powder flux |  |  | 108
DAN148 | 35% harris welding rod (1kg, 48lgth) |  |  | 2769.2308
DAN148.1 | 45% harris welding rod (1kg, 48lgth) |  |  | 5353.8462
DAN149 | 35% harris welding rod (1lgth) |  |  | 68.1818
DAN149.1 | 45% harris welding rod (1lgth) |  |  | 145
DAN150 | TRACE 2 (16 OZ) |  |  | 188.8889
DAN151 | GAS LEAK DETECTOR 8oz |  |  | 35.4167
0 | ALCU-Q303 aluminium welding rod (per kg) |  |  | 341.8889
0 | ALCU-Q301 aluminium welding rod (per kg) |  |  | 253.7407
DAN152 | Refco 7230587+ +MR-205-DS-MULTI-16Bar | REFCO ORIGINAL TOOL & PARTS |  | 84.2251
DAN153 | Refco 4664430+ +MR-305- DS-MULTI-35 Bar |  |  | 84.2251
DAN154 | Refco 9884898 BM2-6-DS-R22 Manifold Set C/W 60" Hose |  |  | 497.3333
DAN155 | Refco 9881278C CL-36 Charging Hose 36" |  |  | ~
DAN156 | Refco 9881276C CL-60 Charging Hose 60" |  |  | 182.9167
DAN157 | Refco RS-16 (1/8" ~ 5/8") Mini Tube Cutter |  |  | ~
DAN158 | Refco RS-25 (1/8" ~ 1") Mini Tube Cutter |  |  | ~
DAN159 | Refco RD-35 (1/8" ~ 1 3/8") Big Tube Cutter |  |  | ~
DAN160 | Refco RD-42 (1/8" ~ 1 3/4") Big Tube Cutter |  |  | ~
DAN161 | Refco 9881466R FA-127-C ratchet wrench |  |  | ~
DAN162 | Refco 4506201R FA-I27-Offset ratchet Wrench |  |  | ~
DAN164 | 7V Solenoid Valve Coil (220VAC/50Hz, 240V/60Hz) | SPORLAN Solenoid Valve Coil and connector |  | 29.2
DAN165 | 7V Solenoid Valve Coil (110VAC/50Hz, 120VAC/60Hz) |  |  | 30.8
DAN168 | 7V Solenoid Valve DIN Connector (PG9 & PG11) |  |  | 11
DAN170 | 7V4F2 Direct Operated, 1/4" SAE (1/4 - 1/2HP) |  |  | 106
DAN179 | C-083 3/8" SAE Flare |  |  | 29
DAN180 | C-163 3/8" SAE Flare |  |  | 33.4286
DAN181 | C-164 1/2" SAE Flare |  |  | 34.4286
DAN182 | C-165 5/8" SAE Flare |  |  | 37.6712
DAN183 | PK110 single low pressure (auto 10psi~60psi) | SPORLAN Pressure Switches Pressure |  | ~
DAN184 | PK502 single low pressure (auto 5psi~15psi) |  |  | 64.3333
DAN185 | PK503 single low pressure (auto 5psi~30psi) |  |  | ~
DAN186 | PK506 single low pressure (auto 15psi~60psi) |  |  | ~
DAN187 | PK506M single low pressure (manual 15psi~60psi) |  |  | ~
DAN188 | PK516 single high pressure (auto 29psi~72psi) |  |  | ~
DAN189 | PK520 single high pressure (auto 20psi~80psi) |  |  | ~
DAN190 | PK530D single high pressure (auto 50psi~150psi) |  |  | ~
DAN191 | PK530M single high pressure (manual 50psi~150psi) |  |  | 64.3333
DAN196 | ERVE-6-C (4X5X2 ODF 5') R22 exp-valve |  |  | 155.5
DAN198 | ERVE-10-C (5X7X2 ODF 5') R22 exp-valve |  |  | 187.8333
DAN199 | ERVE-12-C (5X7X2 ODF 5') R22 exp-valve |  |  | 187.8333
DAN201 | ERSE-9-C (5X7X2 ODF 5') R404,507 exp-valve |  |  | 198.8333
DAN202 | Y1037-FV-3-180 3X3 ODF5' Injection valve | INJECTION VALVE |  | 477.7778
DAN203 | TCLE 5 HW 100 SAE EE 5FT 1/2 X 5/8 SAE ANG 6A (12) | COPELAND EXP-VALVE |  | 380.25
DAN204 | TCLE 71/2 HW 100 SAE EE 5FT 1/2 X 5/8 SAE ANG 6A (12) |  |  | 380.25
DAN205 | TCLE 10 HW 100 SAE EE 5FT 1/2 X 5/8 SAE ANG 6A (12) |  |  | 380.25
DAN206 | TCLE 12 HW 100 SAE EE 5FT 1/2X5/8 SAEANG 6A (12) |  |  | 380.25
DAN207 | TJLE 14 HW100 SAE EE 5FT 5/8 X 7/8 ODF ANG 6A (12) |  |  | ~
DAN208 | TJRE 18 HW100 SAEEE 5FT 7/8 ODF X 1-1/8 ODM ANG 6A (12) |  |  | ~
DAN209 | TER 22 HW100 SAE EE 10FT 7/8 ODF X 1-1/8 ODM ANG 6A (6) |  |  | ~
DAN210 | TER 26 HW100 SAE EE 10FT 7/8 ODF X 1-1/8 ODM ANG 6A (6) |  |  | ~
DAN211 | TIR 55 HW100 SAE EE 10FT 7/8 ODF X 1-1/8 ODM ANG 6A (6) |  |  | ~
DAN212 | THR 75 HW100 SAEEE 10FT 1-1/8 X 1-1/8 ODM ANG 6A (6) |  |  | ~
DAN213 | TRAE+ 20HW100 SAE EE 10FT 7/8X1-1/8 ODF S/T 6A (6) |  |  | 555.8333
DAN214 | TRAE+ 30HW100 SAE EE 10FT 7/8X1-1/8 ODF S/T 6A (6) |  |  | 555.8333
DAN215 | TRAE+ 40 HW100 SAE EE 15FT 7/8 X 1-1/8 ODF S/T 6A (6) |  |  | 555.8333
DAN216 | TRAE 50 HW100 SAE EE 10FT 1-1/8X1-3/8 ODF S/T6A (6) |  |  | ~
DAN217 | TRAE 60 HW100 SAE EE 10FT 1-1/8 X 1-3/8 ODF S/T 6A (6) |  |  | ~
DAN218 | TRAES 5 SW45 (R507 EXP VALVE COPELAND) |  |  | 223.3333
DAN218.1 | TRAES 7 SW45 (R507 EXP VALVE COPELAND) |  |  | 223.3333
DAN218.2 | TRAES 7.5 SW45 (R507 EXP VALVE COPELAND) |  |  | 223.3333
DAN218.3 | TRAES 10 SW45 (R507 EXP VALVE COPELAND) |  |  | 223.3333
DAN218.6 | TRAES 5 SZ (R507 EXP VALVE COPELAND) |  |  | 223.3333
DAN218.7 | TRAES 7.5 SZ (R507 EXP VALVE COPELAND) |  |  | 223.3333
DAN218.8 | TA-HW100 (R22 EXP-VALVE COPELAND) |  |  | 133.6667
DAN218.9 | TAE-HW100 (R22 EXP-VALVE COPELAND) |  |  | 149.25
DAN218.10 | TA-SW75 (R507 EXP-VALVE COPELAND) |  |  | 133.6667
DAN218.11 | TAE-SW75 (R507 EXP-VALVE COPELAND) |  |  | 149.25
DAN218.12 | TAO-0 ORIFICE COPELAND |  |  | 35.2
DAN218.13 | TAO-1 ORIFICE COPELAND |  |  | 35.2
DAN218.14 | TAO-2 ORIFICE COPELAND |  |  | 35.2
DAN218.15 | TAO-3 ORIFICE COPELAND |  |  | 35.2
DAN218.16 | TAO-4 ORIFICE COPELAND |  |  | 35.2
DAN218.17 | TAO-5 ORIFICE COPELAND |  |  | 35.2
DAN218.18 | TAO-6 ORIFICE COPELAND |  |  | 35.2
DAN218.19 | DX3-008 (R22) |  |  | 1502.9091
DAN218.20 | DX3-010 (R22) |  |  | 1518.5455
DAN218.21 | DX3-012 (R22) |  |  | 1533
DAN218.22 | DX3-015 (R22) |  |  | 1548.5455
DAN218.23 | DX3-020 (R22) |  |  | 1565.4545
DAN218.24 | DIXELL TRANSFORMER TF20D |  |  | 172.8
DAN217.1 | TCLE 4.5 SW100 SAE EE 10FT 5/8 X 7/8 ODF R-404A (12) |  |  | 372.6923
DAN219 | A-WZ 5582 4 STD - 1/2" (6)060933 | COPELAND OIL SEPARATOR |  | 270.8458
DAN220 | A-WZ 5585 5 STD - 5/8" (6)060934 |  |  | 288.8597
DAN221 | A-WZ 5587 7 STD - 7/8" (6)060931 |  |  | 301.055
DAN222 | A-WZ 5588 9 STD - 1 1/8" (6)060974 |  |  | 307.9098
DAN223 | A-WZ 5690 9 STD - 1 1/8" x 6" DIA.065152 |  |  | ~
DAN224 | A-WZ 5590 11 STD - 1 3/8" (6)060930 |  |  | 331.2641
DAN225 | A-WZ 5690 11 STD - 1 3/8" x 6" DIA.060978 |  |  | 599.1607
DAN226 | A-WZ 5692 13 STD 1 5/8" 060979 |  |  | 687.8751
#REF! | #REF! | COPELAND Oil Regulator |  | #REF!
DAN228 | OMB-JB1 C/W ASC 2 ELECTRONIC WITH ALARM (65365) |  |  | 1249.9106
#REF! | #REF! | Emerson Filter Shell (STAS Series) |  | #REF!
DAN230 | STAS-489 T STD 1 1/8" FILTER SHELL |  |  | 323.2237
DAN231 | EK163 EMERSON FILTER DRIER | Emerson Filter Shell (EK Series) |  | 41.1508
DAN232 | EK164 EMERSON FILTER DRIER |  |  | 41.1508
DAN233 | EK165 EMERSON FILTER DRIER |  |  | 41.1508
DAN234 | EK304 EMERSON FILTER DRIER |  |  | 79.5357
DAN235 | EK305 EMERSON FILTER DRIER |  |  | 79.5357
DAN236 | EK306 EMERSON FILTER DRIER |  |  | 79.5357
| R134a R22 R404A/507C R407C | CAGE Selection
| 3/4 1 1/2 1 | X22440-B2B
| 1 1/2 2 1 2 | X22440-B3B
| 2 1/2 3 2 3 | X22440-B4B
| 3 1/2 5 3 5 | X22440-B5B
| 5 1/2 7 1/2 4 1/2 7 1/2 | X22440-B6B
| 7 1/2 10 7 10 | X22440-B7B
| 9 12 8 12 | X22440-B8B
| 11 14 9 14 | XC724-B5B
| 13 18 12 18 | X11873B5B
| 16 22 14 22 | X9117-B6B
| 19 26 16 26 | X9117-B7B
| 25 35 21 35 | X9117-B8B
| 31 45 27 45 | X9117-B9B
| 45 55 37 55 | X9166-B10B
| 55 70 48 70 | X9144-B11B
| 68 85 60 85 | X9144-B13B
| 68 100 60 100 | X9144-B14B
Orifice no | TX,TS rated capacity in ton
| R22 | R404A,507
0 | 0.51 | 0.37
1 | 0.99 | 0.75
2 | 1.34 | 1.05
3 | 2.27 | 1.79
4 | 3.45 | 2.83
5 | 4.76 | 3.71
6 | 5.6 | 4.42
Orifice no | TX,TS rated capacity in ton
| R22 | R404A,507
0.5 | 2.97 | 2.33
1 | 5.46 | 4.26
2 | 7.51 | 5.86
3 | 9.66 | 7.51
4 | 13.1 | 10.2
5 | 16.3 | 14.5
6 | 21.8 | 18.3

## VALVE
WELLER AIR-COND PARTS ENTERPRISE SDN BHD (613386-K)
DATE :5.12.25
ITEM CODE | MODEL | SIZE | DESCRIPTION | PACKING | (RM) | Picture
KOR001 | SGF6 | 1/4" | Sight glass (flare type) |  | 23.8228
KOR002 | SGF10 | 3/8" |  |  | 25.1662
KOR003 | SGF12 | 1/2" |  |  | 31.3458
KOR004 | SGF16 | 5/8" |  |  | 47.3769
KOR005 | SGF19 | 3/4" |  |  | 56.0642
KOR005.1 | 1/4 oil sight glass | 1/4" (60mm) | M&F sigth glass |  | 30.4502
KOR005.2 | 3/8 oil sight glass | 3/8"(64mm) |  |  | 34.114
KOR005.3 | SYFL2-1/2 | 0 |  |  | 37.1671
KOR005.4 | SYFL2-5/8 | 0 |  |  | 42.9885
KOR006 | SG19 | 3/4NPT" | Sigth glass npt 3/4" |  | 24.9333
KOR007 | SGW6 | 1/4" | Sight glass (welding type) |  | 23.9124
KOR008 | SGW10 | 3/8" |  |  | 25.1662
KOR009 | SGW12 | 1/2" |  |  | 34.4804
KOR010 | SGW16 | 5/8" |  |  | 47.3769
KOR011 | SGW19 | 3/4" |  |  | 56.0967
KOR012 | SGW22 | 7/8" |  |  | 61.0632
KOR013 | SGW28 | 1 1/8" |  |  | 74.9612
KOR013.1 | 1/2" CHECK VALVE STRAIGHT TYPE | 1/2" | CHECK VALVE |  | 39.3
KOR014 | 5/8" CHECK VALVE STRAIGHT TYPE | 5/8" |  |  | 53.8
KOR015 | 3/4" CHECK VALVE STRAIGHT TYPE | 3/4" |  |  | 77
KOR016 | 7/8" CHECK VALVE STRAIGHT TYPE | 7/8" |  |  | 78
KOR017 | 1 1/8" CHECK VALVE STRAIGHT TYPE | 1-1/8" |  |  | 164
KOR018 | 1 3/8" CHECK VALVE STRAIGHT TYPE | 1-3/8" |  |  | 172
KOR019 | 1 5/8" CHECK VALVE STRAIGHT TYPE | 1-5/8" |  |  | 180
KOR016.1 | YCVS26 (1 1/8" CHECK VALVE) ANKLE TYPE | 1-1/8" |  |  | 283.3333
KOR016.2 | 1 3/8" CHECK VALVE ANKLE TYPE | 1-3/8" |  |  | 283.3333
KOR016.3 | YCVS31 (1 5/8" CHECK VALVE) ANKLE TYPE | 1-5/8" |  |  | 452.7471
KOR026 | QC BALL VALVE C/W PORT (1/4") | 1/4" | KOREA Refrigerant Ball Valve with charge port |  | 51.2931
KOR027 | QC BALL VALVE C/W PORT (3/8") | 3/8" |  |  | 52.9215
KOR028 | QC BALL VALVE C/W PORT (1/2") | 1/2" |  |  | 53.7356
KOR029 | QC BALL VALVE C/W PORT (5/8") | 5/8" |  |  | 54.5498
KOR030 | QC BALL VALVE C/W PORT (3/4") | 3/4" |  |  | 79.7893
KOR031 | QC BALL VALVE C/W PORT (7/8") | 7/8" |  |  | 86.3027
KOR032 | QC BALL VALVE C/W PORT (1 1/8") | 1-1/8" |  |  | 136.7816
KOR033 | QC BALL VALVE C/W PORT (1 3/8") | 1-3/8" |  |  | 192.1456
KOR034 | QC BALL VALVE C/W PORT (1 5/8") | 1-5/8" |  |  | 280.8908
KOR035 | QC BALL VALVE C/W PORT (2 1/8") | 2-1/8" |  |  | 486.0632
KOR036 | QC BALL VALVE C/W PORT (2 5/8") | 2-5/8" |  |  | 542.2414
KOR041 | SDA-22C300T 27bar (NPT1/4") | NPT1/4" X 3/8" | SAFETY PRESSURE VALVE (27bar,22.9bar reset)(390psi,330psi reset) |  | 153.8722
KOR042 | SDA-22C300T 27bar (NPT3/8") | NPT3/8" X 3/8" |  |  | 153.8722
KOR042.1 | SDA-22C300T 27bar (NPT1/2") | NPT1/2" X 3/8" |  |  | 153.8722
KOR043 | HAV1 ANKLE VALVE 3/8" | 3/8" | ANKLE VALVE (BRASS MATERIAL) |  | ~
KOR044 | HAV2 ANKLE VALVE 1/2" | 1/2" |  |  | 39.0805
KOR045 | HAV3 ANKLE VALVE 5/8" | 5/8" |  |  | 39.0805
KOR046 | HAV5 ANKLE VALVE 3/4" | 3/4" |  |  | 61.2853
KOR047 | HAV6 ANKLE VALVE 7/8" | 7/8" |  |  | ~
KOR048 | HAV8 ANKLE VALVE 1 1/8" | 1-1/8" |  |  | ~
KOR049 | HAV9 ANKLE VALVE 1 3/8" | 1-3/8" |  |  | 114.5768
KOR050 | HAV11 ANKLE VALVE 1 5/8" | 1-5/8" |  |  | 188.2968
KOR051 | HAV12 ANKLE VALVE 2 1/8" | 2-1/8" |  |  | 207.837
KOR052 | OV34-SY (35mm, 1 1/8") SERVICE VALVE | 1-1/8" | Panasonic scroll valve |  | 75.1485
KOR053 | OV32-SY (30mm, 3/4") SERVICE VALVE | 3/4" |  |  | 60.9004
KOR054 | OV34-A (30mm, 1 1/8") SERVICE VALVE | 1 1/8" |  |  | 60.9004
KOR055 | OV32-A (30mm, 3/4") SERVICE VALVE | 3/4" |  |  | 60.9004
KOR055.1 | TBVC 15 (1 3/8") STAND VALVE |  |  |  | 155.1839
KOR055.3 | CVC10 1 5/8" CHECK VALVE |  |  |  | 310.028
KOR080 | DPF(Ts01) 2.4c-01 Elect exp-valve c/w coil pqm-10012-00058 | 12.3KW | 3ton |  | 93.1368
KOR080.1 | DPF(Ts01) 2.4c-01 Elect exp-valve c/w coil pqm-10012-00058,Controller,Pressure sensor,tranformer | 12.3KW | 3ton |  | 932.8932
KOR081 | DPF(Ts01) 3.0c-01 Elect exp-valve c/w coil pqm-10012-00058 | 14.7KW | 5ton |  | 100.4017
KOR081.1 | DPF(Ts01) 3.0c-01 Elect exp-valve c/w coil pqm-10012-00058,Controller,Pressure sensor,transformer | 14.7KW | 5ton |  | 940.1581
KOR082 | DPF(Ts01) 3.2c-01 Elect exp-valve c/w coil pqm-10012-00058 | 19.6KW | 7.5ton |  | 114.7863
KOR082.1 | DPF(Ts01) 3.2c-01 Elect exp-valve c/w coil pqm-10012-00058,Controller,Pressure sensor,transformer | 19.6KW | 7.5ton |  | 954.5427
KOR083 | DPF(Ts01) 4.0c-01 Elect exp-valve c/w coil pqm-03012-00009 | 29.4KW | 9ton |  | 225.9402
KOR083.1 | DPF(Ts01) 4.0c-01 Elect exp-valve c/w coil pqm-03012-00009,Controller,Pressure sensor,transformer | 29.4KW | 9ton |  | 1065.6966
KOR084 | DPF(Ts01) 4.5c-01 Elect exp-valve c/w coil pqm-03012-00009 | 36.8KW | 11ton |  | 228.8462
KOR084.1 | DPF(Ts01) 4.5c-01 Elect exp-valve c/w coil pqm-03012-00009,Controller,Pressure sensor,transformer | 36.8KW | 11ton |  | 1068.6026
KOR085 | PQM-10012-00058 VALVE COIL | 0 |  |  | 41.7444
KOR086 | PQM-03012-00009 VALVE COIL | 0 |  |  | 79.8056
KOR087 | SEC-601-00 Controller c/w temp sensor | 0 |  |  | 456.4815
KOR088 | SEC-601-R4-24 Controller c/w temp sensor | 0 |  |  | 456.4815
KOR088.1 | SEC-612-R4 Controller wifi c/w temp sensor | 0 |  |  | 456.4815
KOR089 | YCQB02L28 Pressure sensor | 0 |  |  | 106.6667
KOR089.1 | NTC5K SENSOR |  |  |  | 27.4167
KOR090 | Meanwell LRS-50-24 tranformer | 0 |  |  | 135.0784
KOR091 | 3 WAY REVERSING VALVE | 0 |  |  | 140
KOR092 | MDF-A03-3L003 (3/8") solenoid valve c/w coil | 1hp-2hp |  |  | 108.3333
KOR093 | MDF-A03-6L001 (3/8") solenoid valve c/w coil | 2.5hp-3.5hp |  |  | 136.0833
KOR093.1 | MDF-A03-6L003 (1/2") solenoid valve c/w coil | 4hp-5hp |  |  | 136.0833
KOR094 | MDF-A03-10L003 (1/2") solenoid valve c/w coil | 6hp-7.5hp |  |  | 152.0833
KOR095 | MDF-A03-15L001 (5/8") solenoid valve c/w coil | 8hp-18hp |  |  | 190.0833
KOR093.0 | MDF-A03-6H002 (3/8") SANHUA SOLENOID VALVE C/W COIL (WELDING) | 0 |  |  | 119.3007
KOR094.0 | MDF-A03-10H002 (1/2") SANHUA SOLENOID VALVE C/W COIL (WELDING) | 0 |  |  | 144.1058
KOR095.0 | MDF-A03-15H002 (5/8") SANHUA SOLENOID VALVE C/W COIL (WELDING) | 0 |  |  | 174.8169
KOR096 | MDF-A03-15H003 (7/8") solenoid valve c/w coil | 25hp |  |  | 215.2727
KOR097 | MDF-A03-20H001 (7/8") solenoid valve c/w coil | 30hp-35hp |  |  | 297.8182
KOR098 | MDF-A03-20H003 (1 1/8") solenoid valve c/w coil | 40hp |  |  | 312
KOR099 | MDF-A03-22H008 (1 1/8") solenoid valve c/w coil | 50hp |  |  | 364
KOR100 | MQ-A0322G-00001 230V COIL | 0 |  |  | 42.523
KOR101 | MQ-A0322G-00001 12VDC COIL | 0 |  |  | 66.5455
KOR102 | MQ-A0324G-00001 24VDC COIL | 0 |  |  | 66.5455
KOR103 | FDF3A08 C/W COIL SOLENOID VALVE (3/8") | 0 |  |  | 45.3768
KOR103.1 | FDF6A58 C/W COIL SOLENOID VALVE (3/8") | 0 |  |  | 58.8378
KOR103.2 | FDF11A16 solenoid valve with coil (1/2") | 0 |  |  | 153.8793
KOR103.3 | FDF13A12 solenoid valve with coil (5/8") | 0 |  |  | 176.5134
KOR104 | FQ-A0522G SOLENOID COIL | 0 |  |  | 20.6258
KOR105 | DN40 (1 5/8") FORGED STEEL VALVE C/W CHECK VALVE | 1 5/8" | FORGED STEEL VALVE C/W CHECK VALVE (gold label) |  | 380.1413
KOR106 | DN50 (2 1/8") FORGED STEEL VALVE C/W CHECK VALVE | 2 1/8" |  |  | 464.8941
KOR107 | DN65 (2 5/8") FORGED STEEL VALVE C/W CHECK VALVE | 2 5/8" |  |  | 567.096
KOR108 | DN80 (3 1/8") FORGED STEEL VALVE C/W CHECK VALVE | 3 1/8" |  |  | 685.5006
KOR109 | DN100 (4 1/8") FORGED STEEL VALVE C/W CHECK VALVE | 4 1/8" |  |  | 1012.0482
KOR110 | DN40N (1 5/8") FORGED STEEL VALVE | 1 5/8" | FORGED STEEL VALVE (blue label) |  | 311.5912
KOR111 | DN50N (2 1/8") FORGED STEEL VALVE | 2 1/8" |  |  | 413.7931
KOR112 | DN65N (2 5/8") FORGED STEEL VALVE | 2 5/8" |  |  | 468.6332
KOR113 | DN80N (3 1/8") FORGED STEEL VALVE | 3 1/8" |  |  | 587.0378
KOR114 | DN100N (4 1/8") FORGED STEEL VALVE | 4 1/8" |  |  | 830.0789

## Oil separator
WELLER AIR-COND PARTS ENTERPRISE SDN BHD (613386-K)
DATE :5.12.25
ITEM CODE | MODEL | AIRMENDER ORIGINAL SPARE PARTS | SIZE(inch) | PACKING | (RM) | Picture | A (diameter) | SHELL B (lgth) | SHELL C (lgth) | D | E
AIR001 | QC-205S | Suction accumulator | 5/8" |  | 83.3242 |  | 4 | 8.47 | 1.37 | 1.39 | 2.12
AIR002 | QC-206 |  | 3/4" |  | 109.8576 |  | 5.5 | 10.24 | 1.57 | 3.5 | 3.15
AIR003 | QC-207S |  | 7/8" |  | 106.6767 |  | 5.5 | 10.24 | 1.57 | 3.5 | 3.15
AIR004 | QC-207 |  | 7/8" |  | 122.8916 |  | 5.5 | 12.6 | 1.57 | 4.36 | 3.15
AIR005 | QC-208 |  | 11/8" |  | 166.4157 |  | 6.5 | 15.75 | 1.77 | 7.4 | 3.15
AIR006 | QC-213 |  | 13/8" |  | 201.0953 |  | 6.5 | 20.87 | 2.16 | 9.9 | 3.31
AIR007 | QC-215 |  | 15/8" |  | 248.4287 |  | 6.5 | 22.84 | 2.16 | 10.9 | 3.23
AIR008 | RA-221(立式) VERTICAL TYPE |  | 21/8" |  | ~ |  | 8.5 | 28 | 2.36 | 24.2 | 5.12
AIR009 | RA-225(立式) VERTICAL TYPE |  | 25/8" |  | 868.007 |  | 10.75 | 25.6 | 2.95 | 33.4 | 6.3
AIR010 | RA-231(立式) VERTICAL TYPE |  | 31/8" |  | 1291.3002 |  | 12.75 | 23.62 | 2.95 | 43.19 | 7.09
AIR010.1 | QC-4117 (BIG) |  | 21/8" |  | 682.7309
AIR010.2 | CXQF65-50L (2 5/8") S.ACC |  | 25/8" |  | 1197.5613
AIR010.3 | CXQF76-50L (3 1/8") S.ACC |  | 31/8" |  | 1270.1408
AIR011 | LH-A-231 (B) 3 1/8" S.ACCUMULATOR |  | 31/8" |  | ~
AIR012 | QC 4003-3441280 (4 1/8") S.ACCUMULATOR |  | 41/8" |  | 2406.6265
AIR012.1 | ZTQ-A090T 2 IN1 S.ACCUMULATOR |  | 7/8",1 1/8" |  | 425.7996
AIR012.2 | ZTQ-A110T 3 IN1 S.ACCUMULATOR |  | 7/8",1 3/8" |  | 492.3308
AIR013 | S-4004S | OIL SEPARATORS(UNDETACHABLE) | 1/2" |  | ~ |  | 4 | 8.46 | 1.18 | 1.89
AIR014 | QCS-1/2" OIL SEP |  | 1/2" |  | 130.3395 |  | 4 | 9.64 | 1.18 | 1.89
AIR015 | QCS- 5/8" OIL SEP |  | 5/8" |  | 148.9595 |  | 4 | 13.38 | 1.38 | 1.89
AIR016 | QCS- 7/8" OIL SEP |  | 7/8" |  | 172.5602 |  | 4 | 16.34 | 1.58 | 1.89
AIR017 | QCS- 1 1/8" OIL SEP |  | 11/8" |  | 170.6827 |  | 4 | 17.52 | 1.77 | 1.89
AIR018 | S-4013 |  | 13/8" |  | ~ |  | 4 | 18.7 | 1.97 | 1.97
AIR019 | S-5511 |  | 11/8" |  | 272.0356 |  | 5.5 | 15.55 | 1.77 | 2.76
AIR020 | F-6611Q (7lit , total vol 19.8lit) |  | 13/8" |  | 812.7912 |  | 5.5 | 16.73 | 1.97 | 2.76
AIR021 | F-6613Q (7lit , total vol 19.8lit) |  | 15/8" |  | 834.4679 |  | 5.5 | 17.91 | 1.97 | 2.76
AIR022 | S-6021 |  | 21/8" |  | ~ |  | 6 | 19.3 | 2.4 | 2.99
AIR023 | CD-1005 | FILTER SHELL AIRMENDER | 5/8" |  | ~ |  | 5 | 7.88 | 1.38 | 1.38
AIR024 | CD-1007 |  | 7/8" |  | ~ |  | 5 | 7.88 | 1.58 | 1.58
AIR025 | CD-1011 |  | 11/8" |  | 196.3216 |  | 5 | 7.88 | 1.77 | 1.77
AIR026 | CD-1013 |  | 13/8" |  | 203.4176 |  | 5 | 7.88 | 1.97 | 1.97
AIR027 | CD-1015 |  | 15/8" |  | ~ |  | 5 | 7.88 | 1.97 | 1.97
AIR028 | CD-1021 |  | 21/8" |  | ~ |  | 5 | 7.88 | 2.4 | 2.4
AIR029 | CD-2007 |  | 7/8" |  | ~ |  | 5 | 13.78 | 1.58 | 1.58
AIR030 | CD-2011 |  | 11/8" |  | ~ |  | 5 | 13.78 | 1.77 | 1.77
AIR031 | CD-2013 |  | 13/8" |  | 223.5228 |  | 5 | 13.78 | 1.97 | 1.97
AIR032 | CD-2015 |  | 15/8" |  | ~ |  | 5 | 13.78 | 1.97 | 1.97
AIR033 | CD-2021 |  | 21/8" |  | ~ |  | 5 | 13.78 | 2.4 | 2.4
AIR034 | SAV-2404 | REFRIGERANT HEAT EXCHANGER SUCTION ACCUMULATORS | 1/2" |  | ~ |  | 4 | 8.47 | 1.37 | 1.39 liter
AIR035 | SAV-2405 |  | 5/8" |  | ~ |  |  | 10.83 | 1.37 | 1.9liter
AIR036 | SAV-2406 |  | 3/4" |  | ~ |  | 5.5 | 10.24 | 1.57 | 3.5 liter
AIR037 | SAV-2407 |  | 7/8" |  | ~ |  |  | 12.6 | 1.57 | 4.36 liter
AIR038 | SAV-2411 |  | 1-1/8" |  | 281.4732 |  | 6.5 | 15.57 | 1.77 | 7.4 liter
AIR039 | SAV-2413 |  | 1-3/8" |  | 320.1068 |  |  | 20.87 | 2.16 | 9.9 liter
AIR040 | SAV-2415 |  | 1-5/8" |  | ~ |  |  | 22.84 | 2.16 | 10.9 liter
AIR040.1 | HSAR-411 | ACCUMULATOR WITH RECEIVER | 1/2" , 1 1/8" (4HP-6HP) |  | 554.7189
AIR040.2 | HSAR-513 |  | 5/8" , 1 3/8" (8HP-12HP) |  | 650.3012
AIR040.3 | HSAR-515 |  | 5/8" , 1 5/8" (15HP-20HP) |  | 778.3133
AIR040.4 | HSAR-721 |  | 7/8" , 2 1/8" (25HP-30HP) |  | 1131.6265
AIR041 | OR-6206 (6litres) | OIL RECEIVERS | 3/8" |  | 562.3996
AIR042 | OR-6208 (8litres) |  | 3/8" |  | 593.1225
AIR043 | OR-6210 (10litres) |  | 3/8" |  | 628.1124
AIR044 | OR-6314 (14litres) |  | 3/8" |  | 815.01
AIR045 | OR-6316 (16litres) |  | 3/8" |  | 844.8795
AIR046 | QC-485T | FILTER SHELL BLUES | 5/8" |  | 181.4114
AIR047 | QC-487T |  | 7/8" |  | 186.3855
AIR048 | QC-489T |  | 11/8" |  | 198.9673
AIR049 | QC-4811T |  | 13/8" |  | 198.9673
AIR050 | QC-4813T |  | 15/8" |  | 208.4768
AIR051 | QC-4817T |  | 21/8" |  | 222.3752
AIR052 | QC-4821T |  | 2 5/8" |  | 235.5422
AIR053 | BLR/STAS-4825T |  | 3 1/8" |  | 397.0343
AIR053.1 | BLR/STAS-967T (2 CORES) |  | 7/8" |  | ~
AIR053.2 | BLR/STAS-969T (2 CORES) |  | 11/8" |  | ~
AIR054 | QC-9611T (2 CORES) |  | 13/8" |  | 245.7831
AIR055 | QC-9613T (2CORES) |  | 15/8" |  | 256.0241
AIR056 | QC-9617T (2CORES) |  | 21/8" |  | 259.0964
AIR057 | BLR/STAS-9621T (2CORES) |  | 2 5/8" |  | 252.4927
AIR058 | BLR/STAS-9625T (2CORES) |  | 3 1/8" |  | 308.1118
AIR058.1 | QC 20034 (4 1/8") 2CORE |  | 4 1/8" |  | 507.634
AIR059 | BLR/A-W 55824S (1/2") | OIL SEPARATOR | 1/2" |  | ~
AIR060 | BLR/A-W 55824 (1/2") |  | 1/2" |  | ~
AIR061 | BLR/A-W 55855 (5/8") |  | 5/8" |  | ~
AIR062 | BLR/A-W 55877 (7/8") |  | 7/8" |  | 150.1667
AIR063 | BLR/A-W 55889 (1 1/8") |  | 11/8" |  | 170
AIR064 | BLR/A-W 559011 (1 3/8") |  | 13/8" |  | ~
AIR065 | BLR/A-W 569011 (1 3/8") |  | 13/8" |  | 247.9167
AIR066 | BLR/A-W 569213 (1 5/8") |  | 15/8" |  | ~
AIR067 | BLR/A-W 569417 (2 1/8") |  | 21/8" |  | ~
AIR068 | 1 3/8" (11658) 5200 oil separator | OIL SEPARATOR | 13/8" |  | 408
AIR069 | 1 5/8" (13658) 5200 oil separator |  | 15/8" |  | 477.2143
AIR070 | 2 1/8" 5200 oil separator (152mm) |  | 21/8" |  | ~
AIR071 | 2 1/8" 5200 oil separator (219mm) |  | 21/8" |  | ~
AIR079 | BLR/HSA-2407 | REFRIGERANT HEAT EXCHANGER SUCTION ACCUMULATORS | Suction 7/8" Liquid 1/2" |  | 184.4323
AIR080 | BLR/HSA-2411 |  | Suction 1-1/8" Liquid 5/8" |  | 228.7031
AIR081 | BLR/HSA-2413 |  | Suction 1-3/8" Liquid 3/4" |  | 265.625
AIR082 | BLR/HSA-2415 |  | Suction 1-5/8" Liquid 7/8" |  | 420.5729
AIR083 | BLR/HSA-2417 |  | Suction 2-1/8" Liquid 7/8" |  | 446.4303
AIR084 | BLR/HSA-2421 |  | Suction 2-5/8" Liquid 7/8" |  | 821.9323
AIR085 | F-6611Q (7lit , total vol 19.8lit) | Oil stored type Oil separator for rack system semi- hermertic | 1 3/8" |  | 822.7033 |  | 165mm d | 765mm h
AIR086 | F-6613Q (7lit , total vol 19.8lit) |  | 1 5/8" |  | 844.6443 |  | 273mm d | 805mm h
AIR087 | 2 1/8" Oil storage separator (7.6l) |  | 21/8" |  | ~ |  | 325mm d | 947mm h
AIR088 | 2 1/8" Oil storage separator (9.2l) |  | 21/8" |  | ~ |  | 377mm d | 991mm h
AIR088.2 | F-8625Q (15lit , total 79lit) |  | 3 1/8" |  | 2589.7358 |  | 325mm d | 882mm h
AIR088.3 | OFD 053 OIL FILTER (3/8") | OIL FILTER | 3/8" |  | 32
AIR088.4 | OFD-084 OIL FILTER (1/2") |  | 1/2" |  | 40
AIR088.5 | OFD-085 OIL FILTER (5/8") |  | 5/8" |  | 41
AIR088.6 | FRE-48W OIL FILTER CORE (S/STEEL) |  | OIL FILTER & SUCTION FILTER WASHABLE |  | 90.3614
AIR088.7 | Bitzer screw oil filter ZF3060W | bitzer oil filter | 0 |  | 164.0351
AIR088.8 | Refcomp screw oil filter 700358mp | refcomp oil filter | 0 |  | 241.9936
AIR088.9 | QCF-100 FILTER CORE |  | 0 |  | 100
AIR088.10 | BLR/F48 SUCTION FILTER |  | 0 |  | 39.8438
AIR088.11 | BITZER screw oil filter shell ZF3072 c/w 7/8" connector |  | 7/8" |  | 538.6251
AIR089 | 163S BURNED FILTER DRIER |  | 0 |  | 45.3
AIR089.1 | 164S BURNED FILTER DRIER |  | 0 |  | 46.5
AIR089.2 | 165S BURNED FILTER DRIER |  | 0 |  | 47
AIR089.3 | 305S BURNED FILTER DRIER |  | 0 |  | 72
AIR089.4 | 306S BURNED FILTER DRIER |  | 0 |  | 73.5
AIR090 | CYF-29L OIL SEPARATOR | External oil separator for screw compressor | 15/8" (30hp-40hp) c/w heater & optical level switch |  | 1531.1245
AIR090.1 | CYF-40L OIL SEPARATOR |  | 15/8" (40hp-50hp) c/w heater & optical level switch |  | 3325.8032
AIR090.2 | CYF-60L OIL SEPARATOR |  | 21/8" (60hp-80hp) c/w heater & optical level switch |  | 3576.8072
AIR090.3 | CYF-90L OIL SEPARATOR |  | 21/8" (90hp-125hp) c/w heater & optical level switch |  | 3062.249
AIR091 | Oil level regulator 5500-03205 | Oil level regulator | 0 |  | 300
AIR092 | FSP-02 Oil level adapter (4fc - 4cc) | Oil level adapter (4fc - 4cc) | 0 |  | 97.1628
AIR092.1 | FSP-04 Oil level adapter (10hp-15hp sanyo) | Oil level adapter (10hp-15hp sanyo) | 0 |  | 102.714
AIR092.2 | FSP-05 Oil level adapter (Copeland scroll) | Oil level adapter (Copeland scroll) | 0 |  | 102.714
#REF! | #REF! | Oil diferential check valve | #REF! |  | #REF!
AIR094 | FCV-30 |  | 30psi |  | 105.4
AIR095 | F-S1 (vertical) | Cut off valve for oil circuit | 1/4" |  | 23.9512
#REF! | #REF! |  | #REF! |  | #REF!
AIR097 | F-S3 (vertical) |  | 3/8" |  | 23.9512
#REF! | #REF! |  | #REF! |  | #REF!
AIR099 | ZHJT01 | 1/4ods*1/4sae | 0 |  | 10.0194
AIR100 | ZHJT02 | 3/8ods*3/8sae | 0 |  | 11.8115
AIR101 | ZHJT03 | 1/2ods*1/2sae | 0 |  | 14.1738
AIR102 | ZHJT04 | 5/8ods*5/8sae | 0 |  | 17.7579
AIR103 | JT01 (1/4") NUT FITTING |  | 0 |  | 3.9352
AIR103.1 | JT02 (3/8") NUT FITTING |  | 0 |  | 6.6898
AIR103.2 | JT03 (1/2") NUT FITTING |  | 0 |  | 7.8704
AIR103.3 | JT04 (5/8") NUT FITTING |  | 0 |  | 11.0185
AIR104 | GPF45-060-11 (6L/MIN) | 6L / minute | Oil-flow relay |  | 669.344
AIR105 | GPF45-100-11 (10L/MIN) | 10L / minute | Oil-flow relay |  | 669.344
AIR106 | Oil flow connector 5/8" | 5/8" | 0 |  | 47.0633
AIR107 | Oil flow connector 7/8" | 7/8" | 0 |  | 50.2008
AIR108 | OUT69 Y( 4.5k ,AC110-230V)（Used for Refcomp screw) | Motor protector(for screw compressor,with phase sequence monitoring) | 0 |  | 813.253
AIR109 | OUT69 Y( 11.4k ,AC110-230V)（Used for Refcomp screw) |  | 0 |  | 813.253
AIR110 | SE-E1(115/230VAC,Dual supply)(Used fro bitzer screw) | Motor protector(for Bitzer screw compressor,with phase sequence monitoring) | 0 |  | 686.747
AIR111 | OUT571 (AC110-230V,Dual supply) DP-II | Oil pressure differential | Include: Machine Head(0.65bar/M20x1.5) |  | 399.3976
AIR112 | INT276 LC Kriwan delta p II |  | INT276 LC oil level monitoring |  | ~
AIR113 | OLC-276 (115/230,Dual supply) | Optical Level Switch | Include: M20x1.5 (Monitoring glass prism ) |  | 271.0843
AIR114 | OLC-278 (115/230,Dual supply) | Optical Level Switch | Include: M20x1.5 (Monitoring glass prism ) |  | 306
AIR115 | OUT280 (AC230V) | Oil Level Regulator | 0 |  | 604.6002
AIR116 | OUT680A-12/F34 | Oil Level Regulator BITZER | 0 |  | 900.3286
AIR116.1 | OUT680A-12/114 | Oil Level Regulator COPELAND | 0 |  | 985.7612
AIR116.2 | GPF4710 | Oil Level Regulator | 0 |  | 1445.7831
AIR116.3 | GDP20R | Oil Level Regulator | 0 |  | 939.759
AIR116.4 | PTC110 (02D512S46) | Oil Level Regulator | 0 |  | 234.9398
AIR116.5 | PTC140 (02D512S36) | Oil Level Regulator | 0 |  | 144.5783
0 | YF-45 | Oil separator | siu lee |  | ~
0 | OC12S6 | Oil condensor | siu lee |  | ~
AIR118 | CM-2203 | DISCHARGES MUFFLERS | 3/8" |  | 83.64
AIR119 | CM-2204 |  | 1/2" |  | 90.78
AIR120 | CM-2205 |  | 5/8" |  | 93.84
AIR121 | CM-2305 |  | 5/8" |  | 210.12
AIR122 | CM-2307 |  | 7/8" |  | 221.34
AIR123 | CM-2311 |  | 1-1/8" |  | 226.44
AIR124 | CM-2411 |  | 1-1/8" |  | 285.6
AIR125 | CM-2413 |  | 1-3/8" |  | 346.8
AIR126 | CM-2415 |  | 1-5/8" |  | 354.96
AIR127 | eco adaptor |  | 0 |  | 80
AIR128 | 7/8" Oil storage separator (3.9l) |  | 7/8 (580mmh * 102mmd) |  | 425.9711
AIR129 | 1 1/8" Oil storage separator (3.9l) |  | 1-1/8 |  | 428.1782
AIR130 | 1 1/8" Oil storage separator (7.6l) |  | 1-1/8 |  | 752.1811
AIR131 | 1 3/8" Oil storage separator (7.6l) |  | 1-3/8 |  | 810.4487
AIR132 | 1 5/8" Oil storage separator (7.6l) |  | 1-5/8 |  | 829.8712
AIR133 | 2 1/8" Oil storage separator (7.6l) |  | 2-1/8 |  | 925.2181
AIR134 | 2 1/8" Oil storage separator (9.2l) |  | 2-1/8 |  | 1215.673

## HUB
WELLER AIR-COND PARTS ENTERPRISE SDN BHD (613386-K)
DATE :5.12.25
ITEM CODE | PRODUCT | Spec. | DESCRIPTION | PACKING | (RM) | Picture
HUB001 | AH-D-04 | 1/4" | HUB HAND VALVE (FLARE&WELDING) |  | 29.3797
HUB002 | AH-D-06 | 3/8" |  |  | 45.0758
HUB003 | AH-D-08 | 1/2" |  |  | 66.8087
HUB004 | AH-D-10 | 5/8" |  |  | 84.517
HUB005 | AH-D-12 | 3/4" |  |  | 96.5909
HUB005.11 | 1/2" (HS) TWO WAY VALVE | 1/2" | 2 way water valve (honeywell type) |  | 102.6835
HUB005.12 | 3/4" (HS) TWO WAY VALVE | 3/4" |  |  | 102.6835
HUB005.13 | 1" (HS) TWO WAY VALVE | 1" |  |  | ~
HUB005.14 | 1/2" (HS) THREE WAY VALVE | 1/2" | 3 way water valve (honeywell type) |  | ~
HUB005.15 | 3/4" (HS) THREE WAY VALVE | 3/4" |  |  | ~
HUB005.16 | 1" (HS) THREE WAY VALVE | 1" |  |  | ~
HUB005.17 | DF/F-02-215 (2 way valve) | 1/2" | 2 way water valve (Johnson control type) |  | 98.1198
HUB005.18 | DF/F-02-220 (2 way valve) | 3/4" |  |  | 98.1198
HUB005.19 | DF/F-03-220 (3 way valve) | 1/2" | 3 way water valve (Johnson control type) |  | 119.7974
HUB005.20 | DF/F-03-220 (3 way valve) | 3/4" |  |  | 119.7974
HUB005.21 | SNYCOM MOTOR 230V | 0 | 230v motor |  | 49.5713
HUB005.25 | DQF-B-215 | 1/2" | 2 way water valve |  | ~
HUB005.26 | DQF-B-220 | 3/4" |  |  | ~
HUB005.27 | DQF-B-225 | 1" |  |  | 177.9847
HUB005.28 | DQF-B-232 | 1 1/4" |  |  | 233.8901
HUB005.29 | DQF-B-240 | 1 1/2" |  |  | 313.755
HUB005.30 | DQF-D-232 | 1 1/4" |  |  | 476.9076
HUB005.31 | DQF-D-240 | 1 1/2" |  |  | 561.3363
HUB005.32 | DQF-D-250 | 2" |  |  | 683.9859
HUB005.33 | DQF-B-315 | 1/2" | 3 way water valve 电动三通球阀 |  | ~
HUB005.34 | DQF-B-320 | 3/4" |  |  | ~
HUB005.35 | DQF-B-325 | 1" |  |  | 200.8032
HUB005.36 | DQF-B-332 | 1 1/4" |  |  | 251.004
HUB005.37 | DQF-B-340 | 1 1/2" |  |  | 342.2782
HUB005.38 | DQF-D-332 | 1 1/4" |  |  | 502.008
HUB005.39 | DQF-D-340 | 1 1/2" |  |  | 593.2822
HUB005.40 | DQF-D-350 | 2" |  |  | 741.6028
HUB005.41 | DQF-B (small motor) | 0 |  |  | 75.3012
HUB005.42 | DQF-DK (big motor) | 0 |  |  | 326.3052
HUB005.43 | WKJ-01 | 0 | Room thermostat 机械式温控开关 |  | ~
HUB006 | V 01 (V01-V06) MT22,MT28 | 3/8" | MANEUROP SERVICE VALVE |  | 30.1847
HUB007 | V 02 (V02 -V04) MT80~MT125 | 1 1/8" |  |  | 87.2001
HUB008 | V 03 (V03 -V05) MT160 | 1 3/8" |  |  | 90.554
HUB009 | V 04 (V04 -V07) MT44~MT80 | 3/4" |  |  | 55.3385
HUB010 | V 05 (V05-V02) MT 100~MT160 | 7/8" |  |  | 55.3385
HUB011 | V 06 (V06-V09) MT32~MT40 | 1/2" |  |  | 30.1847
HUB012 | V 07 (V04 -V07) MT44~MT72 | 7/8" |  |  | 57.0155
HUB013 | V 08 (RECEIVER TANK) | 5/8" |  |  | 31.8616
HUB014 | V 09 (V06-V09) MT32~MT40 | 5/8" |  |  | 31.8616
HUB014.1 | V 38 (1 5/8") | 1 5/8" |  |  | 146.625
HUB014.2 | V 39 (2 1/8") VALVE | 2 1/8" |  |  | 218.7784
HUB015 | FW1 Rotalock Connection For V01/V06/V08 | 22mm(d) x 32mmlgth | CONNECTION SERVICE VALVE |  | 4.8295
HUB016 | FW2 Rotalock Connection For V04/V05/V09 | 28mm(d) x 32mmlgth |  |  | 6.858
HUB017 | FW3 Rotalock Connection For V02/V03/V07 | 41mm(d) x 32mmlgth |  |  | 12.3636
HUB018 | FW4(90MM)Rotalock Connection For V04/V05/V09 | 28mm(d) x 90mmlgth |  |  | 12.2348
HUB019 | FW5(90MM) Rotalock Connection For V02/V03/V07 | 41mm(d) x 90mmlgth |  |  | 17.7083
HUB019.1 | PW1 Connection,1 1/4" 16mm | 0 |  |  | 7.0833
HUB019.2 | PW2 Connection, 1 1/4" 22mm | 0 |  |  | 11.2689
HUB019.3 | PW3 Connection 1 3/4" 26mm | 0 |  |  | 14.0862
HUB019.4 | PW3-1 Connection 1 3/4" 28mm | 0 |  |  | 14.0862
HUB020 | SA-602 | 1/4" | Split Air-Conditioner Valve |  | 18.2092
HUB021 | SA-603 | 3/8" |  |  | 23.6857
HUB022 | SA-604 | 1/2" |  |  | 29.4359
HUB023 | SA-605 | 5/8" |  |  | 43.8116
HUB024 | SA-606 | 3/4" |  |  | 59.5564
HUB025 | SA-607 welding | 7/8" |  |  | 99.9452
HUB025.1 | 2 HOLE DISTRIBUTOR | 5/8" * 1/4" | COPPER DISTRIBUTOR |  | 15.0602
HUB025.2 | 3 HOLE DISTRIBUTOR | 5/8" * 1/4" |  |  | 15.0602
HUB025.3 | 4 HOLE DISTRIBUTOR | 5/8" * 1/4" |  |  | 15.0602
HUB025.4 | 5 HOLE DISTRIBUTOR | 5/8" * 1/4" |  |  | 15.0602
HUB025.5 | 6 HOLE DISTRIBUTOR | 5/8" * 1/4" |  |  | 15.0602
HUB025.6 | 7 HOLE DISTRIBUTOR | 5/8" * 1/4" |  |  | 15.0602
HUB025.7 | 8 HOLE DISTRIBUTOR | 5/8" * 1/4" |  |  | 15.0602
HUB025.8 | 9 HOLE DISTRIBUTOR | 5/8" * 1/4" |  |  | 15.0602
HUB025.9 | 10 HOLE DISTRIBUTOR | 3/4" * 1/4" |  |  | 24.644
HUB025.10 | 11 HOLE DISTRIBUTOR | 3/4" * 1/4" |  |  | 24.644
HUB025.11 | 12 HOLE DISTRIBUTOR | 3/4" * 1/4" |  |  | 24.644
HUB025.12 | 14 HOLE DISTRIBUTOR | 3/4" * 1/4" |  |  | 47.9189
HUB025.13 | 16 HOLE DISTRIBUTOR | 3/4" * 1/4" |  |  | 47.9189
HUB025.14 | 18 HOLE DISTRIBUTOR | 3/4" * 1/4" |  |  | 47.9189
HUB025.15 | 20 HOLE DISTRIBUTOR | 3/4" * 1/4" |  |  | 65.7174
HUB025.16 | 22 HOLE DISTRIBUTOR | 7/8" * 1/4" |  |  | 65.7174
HUB025.17 | 24 HOLE DISTRIBUTOR | 7/8" * 1/4" |  |  | 75.3012
HUB026 | SU-04 (1/4" ACCESS VALVE 60mm) | 60mm | Solder Tube Union (With Valve core & copper tube) |  | 3.8668
HUB027.1 | SU-06 (3/8" ACCESS VALVE 100mm) | 100MM | Solder Tube Union (With Valve core & copper tube) |  | 7.2357
HUB027.2 | 1/4" OR 5/16" VALVE CORE REMOVER (R22,R410A,R404A,R407C) |  |  |  | 45.3427
HUB026.1 | 1/4" flare nut caster | 0 |  |  | 2.3611
HUB026.2 | 3/8" flare nut caster | 0 |  |  | 4.8796
HUB026.3 | 1/2" flare nut caster | 0 |  |  | 5.9028
HUB026.4 | 5/8" flare nut caster | 0 |  |  | 7.713
HUB026.5 | 3/4" flare nut caster | 0 |  |  | 9.6591
HUB026.6 | 1/4" cap nut | 0 |  |  | 2.4587
HUB026.7 | 1/8" NPT PLUG | 0 |  |  | 1.8111
HUB026.8 | 1/4" NPT PLUG | 0 |  |  | 3.0185
HUB026.9 | 3/8" NPT PLUG | 0 |  |  | 5.4332
HUB026.10 | 1/2" NPT PLUG | 0 |  |  | 9.3371
HUB026.11 | 3/4" NPT PLUG | 0 |  |  | 11.8056
HUB026.12 | 1" NPT PLUG | 0 |  |  | 19.6032
HUB026.13 | 1/4x1/8 NPT UNION | 0 |  |  | 2.4148
HUB026.14 | 1/4x1/4 NPT UNION | 0 |  |  | 3.3807
HUB026.15 | 1/4x3/8 NPT UNION | 0 |  |  | 5.0227
HUB026.16 | 1/4x1/2 NPT UNION | 0 |  |  | 8.7898
HUB026.17 | 3/8x1/4 NPT UNION | 0 |  |  | 8.7898
HUB026.18 | 1/2 NPT X 3/8 FLARE FEMALE UNION | 0 |  |  | 7.4375
HUB026.19 | 3/8 x 1/4 NPT ELBOW (OS) | 0 |  |  | 9.6591
HUB026.20 | 1/4 BRASS NUT (OS) | 0 |  |  | 3.9647
HUB026.21 | 3/8 BRASS NUT (OS) | 0 |  |  | 7.363
HUB026.22 | 1/4 WELDING ACCESS VALVE | 0 |  |  | 4.2149
HUB027 | AH-627-04*02 (1/8npt x 1/4" union c/w core) | 1/4" Tube O.D. in, 1/8" Pipe Thd in. | MALE UNION (With Valve Core) |  | 4.9174
HUB028 | AH-627-04*04 (1/4npt x 1/4" union c/w core) | 1/4" Tube O.D. in, 1/4" Pipe Thd in. |  |  | 5.7076
HUB028.1 | 1/8npt x 1/4" npt fitting union c/w lock | 0 |  |  | 23.8039
HUB028.2 | 1/4npt x 1/4" npt fitting union c/w lock | 0 |  |  | 6.8492
HUB029 | UT-221 | 1/8" NPT, 1/4" SAE, 1/4" SAE | 3-way tube Union(With MNPT) |  | 7.0248
HUB030 | UT-222 | 1/4" NPT, 1/4" SAE, 1/4" SAE |  |  | 7.0248
HUB031 | RV-04×04 | 1/4" NPT * 1/4" SAE | Receiver Valve |  | 25.9039
HUB032 | RV-04×06 | 1/4" NPT * 3/8" SAE |  |  | 25.9039
HUB033 | RV-06×04 | 3/8" NPT * 1/4" SAE |  |  | 25.9039
HUB034 | RV-06×06 | 3/8" NPT * 3/8" SAE |  |  | 39.5145
HUB035 | RV-08×08 | 1/2" NPT * 1/2" SAE |  |  | 39.5145
HUB036 | RV-12×10 | 3/4" NPT * 5/8" SAE |  |  | 79.0289
HUB037 | RV-12×12 | 3/4" NPT * 3/4" SAE |  |  | 80.7851
HUB038 | AH-466 | 1/4" SAE Without Gauge | SINGLE GAUGE VALVE ONLY |  | 21.3305
HUB039 | AH-467 | 1/4" SAE Without Gauge |  |  | 21.733
HUB040 | AH-468 | 1/4" SAE Without Gauge |  |  | ~
HUB041 | RG-BS | For R22, R134, R404 | Low Pressure Gauge |  | 20.1231
HUB042 | RG-RS | For R22, R134, R404 | High Pressure Gauge |  | 22.5379
HUB043 | RG-410a-500aY70 | For R410A | Low Pressure Gauge |  | 20.1231
HUB044 | RG-410a-800aY71 | For R410A | High Pressure Gauge |  | 20.1231
HUB044.1 | RUBBER GAUGE COVER | 0 |  |  | 4.0246
HUB044.2 | VMG-2-R22-B VALUE MANIFOLD GAUGE SET | 0 |  |  | 205.3671
HUB044.3 | VRM2-B-0101I VALUE DIGITAL MANIFOLD GAUGE SET | ALL KIND REF GAS |  |  | 965.9091
HUB044.4 | VRM2-B-0401 VALUE MANIFOLD GAUGE SET | 0 |  |  | 297.2028
HUB044.5 | VEF-1 VALUE ELECTRIC FLARING TOOL | 1/4 - 3/4 |  |  | 1040.2098
HUB044.6 | VALUE DRAIN PUMP M1 | 0 |  |  | 193.1818
HUB044.7 | Electronic refrigerant scale VES-100B | 0 |  |  | 839.5979
HUB044.8 | Electronic refrigerant scale VES-50B | 0 |  |  | 755.4895
HUB044.9 | Vaccum gauge VMV-1 | 0 |  |  | 557.2552
HUB044.10 | Sound meter VMS-1 | 0 |  |  | 225.2797
HUB045 | AH-501-G | 0 | Testing Manifold (With sight glass & gauge) |  | 107.736
HUB046 | AH-501N-G | 0 | Testing Manifold (With sight glass & gauge) |  | ~
HUB047 | Manifold gause set c/w 60" hose | BM2-8G | with 60" R134a Charging hose |  | ~
HUB048 | REPAIR KIT (RUBBER) | 0 |  |  | 6.6406
HUB049 | AH-560G C/W hose 1.5ft | 0 | Testing Manifold (With Sight glass & gauges & charging hose) gauge:R410A hose:5FT R410A |  | 178.3217
HUB049.01 | AH-336-RYB(R22,507) | 3-36" Set | Charging Hoses for R-12 |  | ~
HUB050 | AH-360-RYB(R22,507) | 3-60" Set |  |  | 76.4678
HUB051 | AH-372-RYB(R22,507) | 3-72" Set |  |  | 82.9072
HUB052 | AH-396-RYB(R22,507) | 3-96" Set |  |  | 96.5909
#REF! | #REF! | #REF! | Charging Hoses for R-134A |  | #REF!
HUB053 | AHA-20ft-RYB(R22,507) per lgth | 3-20FT Set |  |  | 367.0455
#REF! | #REF! | #REF! |  |  | #REF!
#REF! | #REF! | #REF! |  |  | #REF!
#REF! | #REF! | #REF! | Charging Hoses for R-410A |  | #REF!
HUB056 | AC-360-RYB(R410A) | 3-60" Set |  |  | 81.685
HUB057 | AC-372-RYB(R410A) | 3-72" Set |  |  | 89.59
0 | AC-396-RYB(R410A) | 3-96" Set |  |  | 100.2111
HUB058 | R-04*05 (R134A) | 1/4" SAE(F) * 5/16" | CONVERSION ADAPTOR |  | 4.3905
HUB059 | CB-1/2ACME*04 | 0 |  |  | ~
HUB060 | CB-04*14MM | 1/4"SAE(M) * 14MM(F) | CONVERSION ADAPTOR for 14mm |  | ~
HUB061 | CB-04*05 (R410A) | 1/4"SAE(M) * 5/16"SAE(F) | CONVERSION ADAPTOR for R410A |  | 4.0393
HUB46.1 | SN1-04 | 1/4" | Long Nut |  | 2.0196
HUB46.2 | SN1-05 | 5/16" |  |  | 2.7221
HUB46.3 | SN1-06 | 3/8" |  |  | 4.4783
HUB46.4 | SN1-08 | 1/2" |  |  | 7.2004
HUB46.5 | SN1-10 | 5/8" |  |  | 9.1322
HUB46.6 | SN1-12 | 3/4" |  |  | 16.3502
HUB46.7 | SN2-04 | 1/4" | Short Nut |  | 2.0021
HUB46.8 | SN2-05 | 5/16" |  |  | 2.1426
HUB46.9 | SN2-06 | 3/8" |  |  | 3.8812
HUB46.10 | SN2-08 | 1/2" |  |  | 5.4267
HUB46.11 | SN2-10 | 5/8" |  |  | 6.6209
HUB46.12 | SN2-12 | 3/4" |  |  | 11.6436
HUB46.13 | CN3-04 | 1/4" | Cap Nut |  | 2.1074
HUB46.14 | CN3-05 | 5/16" |  |  | 2.3182
HUB46.15 | CN3-06 | 3/8" |  |  | 3.969
HUB46.16 | CN3-08 | 1/2" |  |  | 5.7955
HUB46.17 | CN3-10 | 5/8" |  |  | 7.1829
HUB46.18 | CN3-12 | 3/4" |  |  | 12.7324
HUB062 | AH-900MM | 1/4" | CAP TUBE |  | 11.1451
HUB063 | AH-1200MM | 1/4" |  |  | 14.4886
HUB45.3 | N-04 | 1/4" | Forged Brass Nut |  | 1.9318
HUB45.4 | N-06 | 3/8" |  |  | 3.5124
HUB45.5 | N-08 | 1/2" |  |  | 4.6539
HUB45.6 | N-10 | 5/8" |  |  | 5.6198
HUB45.7 | N-12 | 3/4" |  |  | 9.6591
HUB45.8 | N-14 | 7/8" |  |  | 15.3667
HUB45.9 | U-04 | 1/4" | Union |  | 2.1952
HUB45.10 | U-05 | 5/16" |  |  | 5.3564
HUB45.11 | U-06 | 3/8" |  |  | 8.781
HUB45.12 | U-08 | 1/2" |  |  | 13.1715
HUB45.13 | U-10 | 5/8" |  |  | 13.1715
HUB45.14 | U-12 | 3/4" |  |  | 30.7335
HUB45.15 | SV-04x04 | 1/4" SAE | Steel Service Valves |  | 36.8802
HUB45.16 | SV-06x06 | 3/8" SAE | Steel Service Valves |  | 42.5878
HUB45.17 | SV-08x08 | 1/2" SAE | Steel Service Valves |  | 45.6612
HUB45.18 | SV-10x10 | 5/8" SAE | Steel Service Valves |  | 48.2955
HUB45.19 | SV-12x12 | 3/4" SAE | Steel Service Valves |  | 62.345
HUB45.20 | SV-14x14 | 7/8"welding | Steel Service Valves |  | 79.907
HUB064 | AH-632 HUB | A/C 220V | Ventilators port |  | 76.4678
HUB064.1 | WA-632 CHINA |  | Ventilators port
HUB065 | AH-634 | A/C 220V | Ventilators port |  | 662.1151
HUB065.1 | WA-634 Square type big |  | Ventilators port
HUB066 | AH-1238S | 0 | Reversible Cam-Lift Hinge (With Spring)(Per Pair) |  | 152.676
HUB067 | AH-1238N | 0 | Reversible Cam-Lift Hinge (Without Spring)(Per Pair) |  | 140.2126
HUB067.1 | AH-1230S | 0 | Reversilbe Cam-Lift Hinge with spring (per pair) |  | 185.3922
HUB067.2 | AH-1230N | 0 | Reversilbe Cam-Lift Hinge w/o spring (per pair) |  | 157.3497
HUB067.3 | HS-1140 |  | Reversilbe Cam-Lift Hinge w/o spring (per pair) |  | 119.7974
HUB068 | AH-838 | AH-838A AH-838B AH-838C AH-838D | Safety Latches & Inside Release Handles |  | 222.3124
HUB069 | AH-1178 | Safety Latches & Inside Release Handles | AH-1178 HANDLE |  | 130.0262
HUB069.1 | HS-1178A | Safety Latches & Inside Release Handles | HS-1178A HANDLE |  | 87.1254
HUB069.10 | HS-1178S (short thickness) | Safety Latches & Inside Release Handles | HS-1178S HANDLE |  | 80.6384
HUB069.2 | HS-1178B DOUBLE HANDLE | Safety Latches & Inside Release Handles 45-70mm |  |  | 258.6102
HUB069.3 | HS-1180 | Safety Latches & Inside Release Handles |  |  | 79.8649
HUB070 | AH-1460 | 0 | AH-1460 Reach-in Door Hinge (Per Pair) 9" |  | ~
HUB070.1 | HS-1460C | 0 | Reach-in Door Hinge (Per Pair) 9" |  | 80.3213
HUB070.2 | HS-1460G | 0 | Reach-in Door Hinge Black(Per Pair) 9" |  | 75.5965
HUB070.3 | HS-1460CSS | 0 | Reach-in Door Hinge s/steel(Per Pair) 9" |  | 177.1793
HUB071 | AH-1179 | Safety Latches & Inside Release Handles | AH-1179 HANDLE |  | 241.4773
HUB071.1 | HS-1179 | Safety Latches & Inside Release Handles | HS-1179 HANDLE |  | 228.1855
HUB072 | AH-1450 | 0 | AH-1450 Reach-in Door Hinge (Per Pair) 12" |  | 161.4448
HUB073 | AH-1470 | 0 | AH-1450 Reach-in Door Hinge (Per Pair) 13" |  | 203.5308
HUB073.1 | HS-1470 (70mm) | 0 | HS-1470 Reach-in Door Hinge(Per Pair) |  | 122.8443
HUB074 | AH-1600 | 0 | Safety Latches & Inside Release Handles |  | 153.6674
HUB075 | AH-1132 | 0 | Edgemount Cam-lift Hinge |  | 47.893
HUB076 | AH-1334 | 0 | Edgemount Hinges |  | 44.2708
HUB076.1 | HK-4001,4100 | 0 | Italy handle set |  | 206.1723
HUB076.2 | HS-1191 HINGES (PER PAIR) | 0 | Reversible reach in cam lift hinges |  | 73.7215
HUB076.3 | HS-1128 HINGES (PER PAIR) black | 0 |  |  | 118.5491
HUB076.4 | HS-1199 HANDLE | 0 |  |  | 147.6494
HUB077 | AH-1800 | ITALY DESIGN | Safety Latches & Inside Release Handles |  | 175.6198
HUB078 | HS-1139 HINGES (PER PAIR)s/steel | ITALY DESIGN | Hinge S/Steel |  | 200.6458
HUB078.1 | HS-01 CONTENA LOCK ACC | 0 |  |  | 373.3944
HUB079 | AH-1161S | 0 | Reversible Camlift Hinge (Without Spring) |  | 230.2083
HUB080 | AH-1161N | 0 | Reversible Hinge (Without Spring, Non-Camlift) |  | 201.2311
HUB081 | AH-1161NCL | 0 | Reversible Hinge (Without Spring, Non-Camlift) |  | 201.2311
HUB081.1 | AH-1162 | 0 | Hydraulic Door Closer |  | 123.4217
HUB081.2 | HS-608-1 | 0 | Sliding door safety lock |  | 50.0253
HUB081.3 | HS-608-2 | 0 | Sliding door safety lock |  | 50.0253
HUB081.31 | SD-650 Medium sliding door | 0 | Medium Sliding Door Fitting Assembly |  | 616.1008
HUB081.32 | Railway aluminium frame 6.5m | 50lgth | Medium size upper orbit 5.5 m + hollow track |  | 517.5246
HUB081.33 | Side rail aluminium frame 6m | 30 | Side track 6.2 meter |  | 287.5137
HUB081.34 | Internal frame aluminium frame 6m | 60 | Medium size upper orbit 6.5 m + hollow track |  | 431.2705
HUB081.4 | TM-3.2 | 0 | frezzer hinges (135mm) |  | 9.8405
HUB081.5 | TM-4.0H | 0 | frezzer hinges (145mm) |  | 12.6643
HUB081.6 | TM-4.0L | 0 | frezzer hinges (175*50*45mm) |  | 14.5468
HUB081.7 | TM-5.0 | 0 | frezzer hinges (146mm) |  | 13.3488
HUB081.8 | TM-5.0XL | 0 | frezzer hinges (165mm) |  | 14.4613
HUB081.11 | CAM LOCK | L:38, W:26 | FASTENER |  | 4.4496
HUB082 | AH-1500 | 0 | Supplemental Hardware |  | 36.7045
HUB083 | AH-1332 | 0 | Edgemount Hinges (Per Pair) |  | 28.9773
HUB083.1 | AH-1336 | 0 | Edgemount Hinges (Per Pair) |  | 28.9773
HUB084 | AH-712 | 0 | Leaf Hinge (Per Pair) |  | 35.8766
HUB085 | AH-711 | 0 | Lever & Roller Latches |  | 37.9464
HUB085.1 | AH-1300 | 0 | Lever & Roller Latches |  | 32.197
HUB086 | AH-1200 | 0 | Edgemount Mechanical Latches |  | 64.3939
HUB087 | AH-352 | 0 | Steel Fin Straightener |  | 7.7273
HUB088 | AH-351 | 0 | Fin Straightener |  | 13.0398
HUB089 | AH-102-04 | 1/4" | Spring-Type Tube Benders |  | 3.2197
HUB090 | AH-102-05 | 5/16" |  |  | 3.2197
HUB091 | AH-102-06 | 3/8" |  |  | 3.6222
HUB092 | AH-102-08 | 1/2" |  |  | 4.0246
HUB093 | AH-102-10 | 5/8" |  |  | 6.1174
HUB094 | AH-102-12 | 3/4" |  |  | 7.4053
HUB094.1 | Inner spring bender 3/8" | 3/8" | Inner spring bender |  | 9.3132
HUB094.2 | Inner spring bender 1/2" | 1/2" |  |  | 10.6436
HUB094.3 | Inner spring bender 5/8" | 5/8" |  |  | 13.3045
HUB094.4 | Inner spring bender 3/4" | 3/4" |  |  | 15.9654
HUB095 | AH-369 | 0 | 4-in-one Tube Benders |  | 32.197
HUB096 | AH-368A-05-90 | 0 | 3-in-1 Tube Bender |  | 36.2216
HUB097 | AH-368A-05-180 | 0 |  |  | 37.8314
HUB098 | AH-364A-04 | 1/4" | Tube Bender |  | 50.7102
HUB099 | AH-364A-05 | 5/16" |  |  | 73.2481
HUB100 | AH-364A-06 | 3/8" |  |  | 82.1023
HUB101 | AH-364A-08 | 1/2" |  |  | 111.8845
HUB102 | AH-364A-10 | 5/8" |  |  | 120.7386
HUB103 | AH-364A-12 | 3/4" |  |  | 124.7633
HUB103.1 | AH-364A-14 | 7/8" |  |  | ~
HUB103.2 | CT-364A-06 TUBE BENDER | 3/8" | CHINA TUBE BENDER |  | 39.9136
HUB103.3 | CT-364A-08 TUBE BENDER | 1/2" |  |  | 50.5572
HUB103.31 | CT-364A-10 TUBE BENDER | 5/8" |  |  | 0
HUB103.4 | CT-364A-12 TUBE BENDER | 3/4" |  |  | 86.4795
HUB103.5 | CT-364A-14 TUBE BENDER | 7/8" |  |  | 109.0672
HUB104 | AH-193 | 0 | Swaging Punches Kit |  | 19.3182
HUB105 | AH-94 | 0 | AH-94 3-in-1 Swaging Punch 1/2" -7/8" |  | 11.6714
HUB106 | AH-95 | 0 | AH-95 All-in-one Swaging Punch 1/4" - 5/8" |  | 14.0862
HUB107 | AH-96 | 0 | AH-96 All-in-one Swaging Punch 1/4" - 3/4" |  | 21.733
HUB108 | AH-275 | 0 | 45° Flaring & Cutting Kit |  | 88.5417
HUB109 | CT-278 | 0 | 45°Flaring & Swaging Kit |  | 95.5184
HUB110 | AHA-806 | 0 | flaring tool |  | 109.9512
HUB111 | CT-100A | 3/8" ~ 1-1/8" | Tube expanding |  | 436.2689
HUB111.1 | CT-100AL | 3/8~1-5/8 | Tube expanding |  | 877.3674
HUB112 | CT-300A | 3/8~1-1/8 | Tube expanding |  | 853.2197
HUB113 | CT-300AL | 3/8~1-5/8 | Tube expanding |  | 1211.411
HUB114 | 100A-01 | 3/8" | Expander head |  | 105.3719
HUB115 | 100A-02 | 1/2" |  |  | 105.3719
HUB116 | 100A-03 | 5/8" |  |  | 105.3719
HUB117 | 100A-04 | 3/4" |  |  | 105.3719
HUB118 | 100A-05 | 7/8" |  |  | 105.3719
HUB119 | 100A-07 | 1-1/8" |  |  | 175.6198
HUB120 | 100A-09 | 1 3/8" |  |  | 175.6198
HUB121 | 100A-11 | 1 5/8" |  |  | 175.6198
HUB121.1 | Hydraulic thimble | 0 |  |  | 39.5145
HUB122 | AH-E800AL | 1/4"~3/4" | CORDLESS ECCENTRIC CONE FLARING TOOL |  | 906.4685
HUB123 | E800A-01 | 1/4" | ECCENTRIC CONE FLARING TOOL |  | 70.8333
HUB124 | E800A-03 | 3/8" |  |  | 70.8333
HUB125 | E800A-04 | 1/2" |  |  | 70.8333
HUB126 | E800A-05 | 5/8" |  |  | 70.8333
HUB127 | E800A-06 | 3/4" |  |  | 70.8333
HUB127.1 | WK-T800 Tee-Extractor Sets (3/8"-1 1/4") | Tee-Extractor Sets (3/8"-1 1/4") |  |  | 1786.9318
HUB128 | AH-127/128 CUTTER WHEEL | 0 | cutter wheel |  | 2.6831
HUB129 | AH-107/206 CUTTER WHEEL | 0 | cutter wheel |  | 3.0185
HUB130 | AH-105/274 CUTTER WHEEL | 0 | cutter wheel |  | 3.0185
HUB131 | AH-127 | For Φ1/8" to 5/8" | Tube Cutter |  | 10.8665
HUB132 | AH-128 | For Φ1/8" to 7/8" | Tube Cutter |  | 10.464
HUB133 | AH-174 | For Φ1/8" to 1-1/8" (3-28mm) | Tube Cutter |  | 14.4886
HUB134 | AH-274 | For 1/8"-1 1/8" | Tube Cutter |  | 23.7453
HUB135 | AH-312 | For 1/4"-1-5/8"O.D.tubing | Tube Cutter |  | 24.4387
HUB136 | AH-105 | For 1/8"-1-3/8"O.D.tubing | Tube Cutter |  | 20.1231
HUB137 | AH-107 | For 1/4"-2"O.D tubing | Tube Cutter |  | 45.0758
HUB138 | AH-206 | For 3/8"-2-5/8"O.D.tubing | Tube Cutter |  | 89.9621
HUB139 | AH-532 | For Φ3/16" to 1-1/4" (5-32mm) | Tube Cutter |  | 61.9792
HUB140 | AH-650 | For Φ1/4" to 2" (6-50mm) | Tube Cutter |  | 67.6136
HUB141 | AH-201 | 7" Can pinch off copper tubing instatly | Pinch-off Plier |  | 16.9034
HUB142 | AH-122 | 1/4” , 3/8” , 3/16” , 5/16” | Ratchet Wrench |  | 14.4886
HUB143 | AH-123 | 1/4” , 3/16” , 9/16” , 1/2” | Ratchet Wrench |  | 20.928
HUB144 | AH-208 Plastic | 0 | Inner-Outer Reamer |  | 10.625
HUB145 | AH-203 | 0 | Capillary Tube Cutter |  | 16.4205
HUB146 | AH-207 | 0 | Deburrer |  | 13.952
HUB147 | AH-303 | 0 | Pick up tools |  | 11.2689
HUB148 | AH-302 | 0 | Ratractable mirror |  | 11.2689
0 | DN-04 | 1/4" | Swivel Double Nut Kit |  | 10.349
0 | DN-06 | 3/8" |  |  | 10.349
0 | DN-08 | 1/2" |  |  | 8.7823
0 | DN-10 | 5/8" |  |  | 10.3092
0 | DN-12 | 3/4" |  |  | 20.1933
0 | DN-14 | 7/8" |  |  | 24.9682
HUB149 | AHK-052 | 1/4"(Filter drier) |  |  | 17.6267
HUB150 | AHK-083 | 3/8"(Filter drier) |  |  | 22.8495
HUB150.1 | QC-052S | 1/4"(Filter drier) |  |  | 15.8685
HUB150.2 | QC-083S | 3/8"(Filter drier) |  |  | 19.3182
HUB151 | LFRG-500 | (0-500PSI) | REFRIGERATION GAUGE(轴向) |  | 28.0046
HUB152 | LFRG-250 | (0-250PSI) |  |  | 28.0046
HUB153 | SFRG-500B | (0-500PSI) | REFRIGERATION GAUGE(轴向) |  | 30.805
HUB154 | SFRG-250B | (0-250PSI) |  |  | 30.805
HUB155 | AH-701 | Flow Capacity Tons:1 | Shell And Coil Condensers |  | 466.8561
HUB156 | AH-702 | Flow Capacity Tons:2 |  |  | 563.447
HUB157 | AH-703 | Flow Capacity Tons:3 |  |  | 861.8881
HUB158 | AH-705 | Flow Capacity Tons:5 |  |  | 1679.1958

## fitting
WELLER AIR-COND PARTS ENTERPRISE SDN BHD (613386-K)
DATE :5.12.25
ITEM CODE | MODEL | NAME | SIZE | Weight product (g) | PACKING | DEALER CASH (RM) -5% | Product picture
FI001 | 100CP16A | COPPER SOCKET | 5/8 COUPLING | 10.5 |  | 1.576
FI002 | 100CP19A |  | 3/4 COUPLING | 16.5 |  | 2.4624
| 100CP22A |  | 7/8 COUPLING | 23 |  | 3.3955
FI004 | 100CP28A |  | 1-1/8 COUPLING | 47 |  | 5.737
FI005 | 100CP35A |  | 1-3/8 COUPLING | 63 |  | 7.75
FI006 | 100CP42A |  | 1-5/8 COUPLING | 97 |  | 11.9082
FI007 | 100CP54A |  | 2-1/8 COUPLING | 178 |  | 20.1589
FI008 | 100CP67A |  | 2-5/8 COUPLING | 260 |  | 30.5411
FI009 | 100CP80A |  | 3-1/8 COUPLING | 400 |  | 48.7743
FI010 | 0 |  | 4-1/8 COUPLING | 880 |  | 106.393
0 | 102CP06-03 | COPPER REDUCER C X C 异径直接 承插口 | 1/4x1/8 REDUCER | 2.2 |  | 0.90508
FI011 | 102CP10-06 |  | 3/8x1/4 REDUCER | 3.8 |  | 1.0291
FI012 | 102CP13-10 |  | 1/2x3/8 REDUCER | 5.6 |  | 1.1775
0 | 102CP13-06 |  | 1/2x1/4 REDUCER | 5.8 |  | 1.1806
FI013 | 102CP16-13 |  | 5/8x1/2 REDUCER | 10 |  | 1.7558
FI014 | 102CP16-10 |  | 5/8x3/8 REDUCER | 10.5 |  | 1.7742
FI015 | 102CP19-16 |  | 3/4x5/8 REDUCER | 16 |  | 2.5714
FI016 | 102CP19-13 |  | 3/4x1/2 REDUCER | 16 |  | 2.5714
FI017 | 102CP19-10 |  | 3/4x3/8 REDUCER | 16 |  | 2.5714
FI018 | 102CP22-19 |  | 7/8x3/4 REDUCER | 22 |  | 3.5852
FI019 | 102CP22-16 |  | 7/8x5/8 REDUCER | 22 |  | 3.5852
FI020 | 102CP22-13 |  | 7/8x1/2 REDUCER | 22 |  | 3.5852
FI021 | 102CP22-10 |  | 7/8x3/8 REDUCER | 22 |  | 3.5852
FI022 | 102CP28-22 |  | 1-1/8x7/8 REDUCER | 45 |  | 5.7818
FI023 | 102CP28-19 |  | 1-1/8x3/4 REDUCER | 38 |  | 5.4845
FI024 | 102CP28-16 |  | 1-1/8x5/8 REDUCER | 38 |  | 5.4845
FI025 | 102CP28-13 |  | 1-1/8x1/2 REDUCER | 35 |  | 5.4632
FI026 | 102CP35-28 |  | 1-3/8x1-1/8 REDUCER | 62 |  | 8.1205
FI027 | 102CP35-22 |  | 1-3/8x7/8 REDUCER | 52 |  | 7.7901
FI028 | 0 |  | 1-3/8x3/4 REDUCER | 0 |  | 5.888
FI028.01 | 102CP35-16 |  | 1-3/8x5/8 REDUCER | 62 |  | 8.5335
FI029 | 102CP42-35 |  | 1-5/8x1-3/8 REDUCER | 90 |  | 12.0238
FI030 | 102CP42-28 |  | 1-5/8x1-1/8 REDUCER | 85 |  | 11.8587
FI031 | 102CP42-22 |  | 1-5/8x7/8 REDUCER | 81 |  | 11.7241
FI032 | 102CP42-16 |  | 1-5/8x5/8 REDUCER | 74 |  | 11.7336
FI033 | 102CP54-42 |  | 2-1/8x1-5/8 REDUCER | 152 |  | 20.8406
FI034 | 102CP54-35 |  | 2-1/8x1-3/8 REDUCER | 150 |  | 20.6376
FI035 | 102CP54-28 |  | 2-1/8x1-1/8 REDUCER | 144 |  | 20.9255
0 | 102CP54-22 |  | 2-1/8x7/8 REDUCER | 140 |  | 20.8146
0 | 102CP54-16 |  | 2-1/8x5/8 REDUCER | 132 |  | 20.8642
FI036 | 102CP67-54 |  | 2-5/8x2-1/8 REDUCER | 285 |  | 37.7707
FI037 | 102CP67-42 |  | 2-5/8x1-5/8 REDUCER | 245 |  | 36.7441
0 | 102CP67-35 |  | 2-5/8x1-3/8 REDUCER | 245 |  | 37.3341
0 | 102CP67-28 |  | 2-5/8x1-1/8 REDUCER | 245 |  | 37.6291
FI038 | 102CP80-67 |  | 3-1/8x2-5/8 REDUCER | 410 |  | 58.2195
FI039 | 102CP80-54 |  | 3-1/8x2-1/8 REDUCER | 375 |  | 57.0631
0 | 102CP80-42 |  | 3-1/8x1-5/8 REDUCER | 352 |  | 57.3841
0 | 102CP80-35 |  | 3-1/8x1-3/8 REDUCER | 352 |  | 57.3841
0 | 102CP92-80 |  | 3-5/8x3-1/8 REDUCER | 600 |  | 77.442
0 | 102CP92-67 |  | 3-5/8x2-5/8 REDUCER | 600 |  | 78.5312
0 | 102CP92-54 |  | 3-5/8x2-1/8 REDUCER | 450 |  | 76.6796
0 | 102CP105-92 |  | 4-1/8x3-5/8 REDUCER | 900 |  | 116.98
0 | 102CP105-80 |  | 4-1/8x3-1/8 REDUCER | 900 |  | 116.98
0 | 102CP105-67 |  | 4-1/8x2-5/8 REDUCER | 900 |  | 119.1584
0 | 102CP105-54 |  | 4-1/8x2-1/8 REDUCER | 900 |  | 122.426
0 | 103EB06A | 90º SHORT BEND ELBOW C X C 90º 短径双扩 (SHORT ELBOW) | 1/4 ELBOW | 3.5 |  | 1.0492
FI046 | 103EB10A |  | 3/8 ELBOW | 6 |  | 1.3956
FI047 | 103EB13A |  | 1/2 ELBOW | 9 |  | 1.7507
FI048 | 103EB16A |  | 5/8 ELBOW | 15.2 |  | 2.3465
FI049 | 103EB19A |  | 3/4 ELBOW | 26 |  | 3.9873
FI050 | 103EB22A |  | 7/8 ELBOW | 34 |  | 4.3824
FI051 | 103EB28A |  | 1-1/8 ELBOW | 70 |  | 8.2779
0 | 103EB35A |  | 1-3/8 ELBOW | 102 |  | 12.4953
0 | 103EB42A |  | 1-5/8 ELBOW | 150 |  | 18.9412
0 | 103EB54A |  | 2-1/8 ELBOW | 290 |  | 36.9674
0 | 103EB67A |  | 2-5/8 ELBOW | 500 |  | 62.9557
0 | 103EB80A |  | 3-1/8 ELBOW | 780 |  | 103.561
0 | 103EB92A |  | 3-5/8 ELBOW | 1250 |  | 166.1028
0 | 103EB105A |  | 4-1/8 ELBOW | 1540 |  | 204.1595
FI055 | 105EB22A | 90º LONG BEND ELBOW C X C 90º 长径双扩 (LONG BEND ELBOW) | 7/8 LONG ELBOW | 52 |  | 6.6338
FI056 | 105EB28A |  | 1-1/8 LONG ELBOW | 98 |  | 12.5407
FI057 | 105EB35A |  | 1-3/8 LONG ELBOW | 165 |  | 19.7036
FI058 | 105EB42A |  | 1-5/8 LONG ELBOW | 245 |  | 30.9768
FI059 | 105EB54A |  | 2-1/8 LONG ELBOW | 450 |  | 55.2224
0 | 105EB67A |  | 2-5/8 LONG ELBOW | 680 |  | 88.7479
0 | 105EB80A |  | 3-1/8 LONG ELBOW | 1150 |  | 163.0531
0 | 105EB92A |  | 3-5/8 LONG ELBOW | 1550 |  | 221.4342
0 | 105EB105A |  | 4-1/8 LONG ELBOW | 2325 |  | 332.1512
FI059.1 | 0 | 45º ELBOW C X C 45º 双扩 | 3/8 ELBOW 45º | 0 |  | 1.5349
FI059.2 | 0 |  | 1/2 ELBOW 45º | 0 |  | 1.9611
FI059.3 | 0 |  | 5/8 ELBOW 45º | 0 |  | 2.8549
FI059.4 | 0 |  | 3/4 ELBOW 45º | 0 |  | 3.5002
FI060 | 107EB22A |  | 7/8 ELBOW 45º | 32 |  | 5.0012
FI061 | 107EB28A |  | 1-1/8 ELBOW 45º | 56 |  | 7.6297
FI062 | 107EB35A |  | 1-3/8 ELBOW 45º | 91 |  | 12.5383
FI063 | 107EB42A |  | 1-5/8 ELBOW 45º | 138 |  | 18.4877
FI064 | 107EB54A |  | 2-1/8 ELBOW 45º | 248 |  | 33.4261
0 | 107EB67A |  | 2-5/8 ELBOW 45º | 405 |  | 57.6177
0 | 107EB80A |  | 3-1/8 ELBOW 45º | 650 |  | 94.2792
0 | 107EB92A |  | 3-5/8 ELBOW 45º | 1000 |  | 135.0607
0 | 107EB105A |  | 4-1/8 ELBOW 45º | 1150 |  | 162.1817
FI065 | 120PT16A | P-TRAP C X C 沉水管 | 5/8 P-TRAP | 88 |  | 14.3758
FI066 | 120PT19A |  | 3/4 P-TRAP | 130 |  | 23.4019
FI067 | 120PT22A |  | 7/8 P-TRAP | 170 |  | 30.6619
FI068 | 120PT28A |  | 1-1/8 P-TRAP | 285 |  | 48.9278
FI069 | 120PT35A |  | 1-3/8 P-TRAP | 520 |  | 72.6714
FI070 | 120PT42A |  | 1-5/8 P-TRAP | 850 |  | 118.8316
FI071 | 120PT54A |  | 2-1/8 P-TRAP | 1550 |  | 214.899
FI072 | 109RB10A | RETURN U-BEND C X C 180 U型 (U-BEND) | 3/8 U BEND | 15 |  | 2.8886
FI073 | 109RB13A |  | 1/2 U BEND | 18 |  | 3.3247
FI074 | 109RB16A |  | 5/8 U BEND | 38 |  | 6.7513
FI075 | 109RB19A |  | 3/4 U BEND | 63 |  | 9.8062
FI076 | 109RB22A |  | 7/8 U BEND | 80 |  | 12.203
FI077 | 109RB28A |  | 1-1/8 U BEND | 150 |  | 25.3585
FI078 | 109RB35A |  | 1-3/8 U BEND | 245 |  | 39.3508
FI079 | 109RB42A |  | 1-5/8 U BEND | 385 |  | 56.7681
FI080 | 109RB54A |  | 2-1/8 U BEND | 620 |  | 92.4149
FI081 | 112ST06A | COPPER TEE C X C X C 三通 | 1/4 Tee | 6.1 |  | 1.6737
0 | 112ST08A |  | 5/16 Tee | 8.5 |  | 2.1634
FI083 | 112ST10A |  | 3/8 Tee | 9 |  | 2.265
FI084 | 112ST13A |  | 1/2 Tee | 15.8 |  | 2.9886
FI085 | 112ST16A |  | 5/8 Tee | 26.5 |  | 4.2181
FI086 | 112ST19A |  | 3/4 Tee | 48 |  | 6.8584
FI087 | 112ST22A |  | 7/8 Tee | 65 |  | 9.2552
FI088 | 112ST28A |  | 1-1/8 Tee | 121 |  | 14.384
FI089 | 112ST35A |  | 1-3/8 Tee | 170 |  | 20.7166
FI090 | 112ST42A |  | 1-5/8 Tee | 270 |  | 32.6978
FI091 | 112ST54A |  | 2-1/8 Tee | 475 |  | 57.9454
0 | 112ST67A |  | 2-5/8 Tee | 780 |  | 99.2042
0 | 112ST80A |  | 3-1/8 Tee | 1200 |  | 153.7949
0 | 112ST92A |  | 3-5/8 Tee | 2050 |  | 262.8237
0 | 112ST105A |  | 4-1/8 Tee | 2500 |  | 322.9475
0 | 114ST06-08 | COPPER REDUCER TEE | 1/4X1/4X3/8 Tee | 12.5 |  | 3.7973
0 | 114ST10-12 |  | 3/8X3/8X1/2 Tee | 20 |  | 4.5472
FI092 | 113ST10-06 |  | 3/8X3/8X1/4 Tee | 10 |  | 3.3597
FI093 | 113ST12-10 |  | 1/2X1/2X3/8 Tee | 19 |  | 3.8411
FI094 | 113ST12-06 |  | 1/2X1/2X1/4 Tee | 19 |  | 4.1307
FI095 | 113ST16-12 |  | 5/8X5/8X1/2 Tee | 22 |  | 4.0014
FI096 | 113ST16-10 |  | 5/8X5/8X3/8 Tee | 22 |  | 4.0979
FI097 | 113ST19-16 |  | 3/4X3/4X5/8 Tee | 40 |  | 6.7773
FI098 | 113ST19-12 |  | 3/4X3/4X1/2 Tee | 40 |  | 6.7773
FI099 | 113ST22-19 |  | 7/8X7/8X3/4 Tee | 60 |  | 9.635
FI100 | 113ST22-16 |  | 7/8X7/8X5/8 Tee | 60 |  | 9.635
FI101 | 113ST22-12 |  | 7/8X7/8X1/2 Tee | 52 |  | 9.1033
FI102 | 113ST28-22 |  | 1-1/8X1-1/8X7/8 Tee | 120 |  | 16.2781
FI103 | 113ST28-19 |  | 1-1/8X1-1/8X3/4 Tee | 115 |  | 15.8097
0 | 113ST28-16 |  | 1-1/8X1-1/8X5/8 Tee | 105 |  | 15.4394
FI105 | 113ST35-28 |  | 1-3/8X1-3/8X1-1/8 Tee | 155 |  | 22.2796
0 | 113ST35-22 |  | 1-3/8X1-3/8X7/8 Tee | 155 |  | 22.2796
FI107 | 113ST42-35 |  | 1-5/8X1-5/8X1-3/8 Tee | 265 |  | 37.2125
0 | 113ST42-28 |  | 1-5/8X1-5/8X1-1/8 Tee | 255 |  | 36.2758
0 | 113ST42-22 |  | 1-5/8X1-5/8X7/8 Tee | 225 |  | 35.4943
FI110 | 113ST54-42 |  | 2-1/8X2-1/8X1-5/8 Tee | 460 |  | 71.4079
FI111 | 113ST54-35 |  | 2-1/8X2-1/8X1-3/8 Tee | 425 |  | 68.1294
0 | 113ST54-28 |  | 2-1/8X2-1/8X1-1/8 Tee | 410 |  | 68.5161
0 | 113ST67-54 |  | 2-5/8X2-5/8X2-1/8 Tee | 720 |  | 121.0155
0 | 113ST67-42 |  | 2-5/8X2-5/8X1-5/8 Tee | 750 |  | 123.3518
0 | 113ST67-35 |  | 2-5/8X2-5/8X1-3/8 Tee | 750 |  | 123.3518
0 | 113ST80-67 |  | 3-1/8X3-1/8X2-5/8 Tee | 1350 |  | 194.2586
0 | 113ST80-54 |  | 3-1/8X3-1/8X2-1/8 Tee | 1350 |  | 194.2586
FI117.1 | 1115-04 | TUBE STRAPE 2 HOLE | 1/4 Tube Strape | 3.5 |  | 0.78019
FI117.2 | 1115-06 |  | 3/8 Tube Strape | 4 |  | 0.91188
FI117.3 | 1115-08 |  | 1/2 Tube Strape | 4.5 |  | 1.0011
FI117.4 | 1115-10 |  | 5/8 Tube Strape | 5.5 |  | 1.1229
FI117.5 | 1115-12 |  | 3/4 Tube Strape | 6 |  | 1.2262
FI117.6 | 1115-14 |  | 7/8 Tube Strape | 7 |  | 1.4896
FI117.7 | 1115-18 |  | 1-1/8 Tube Strape | 9 |  | 1.8039
FI117.8 | 1115-22 |  | 1-3/8 Tube Strape | 10 |  | 2.1806
FI117.9 | 1115-26 |  | 1-5/8 Tube Strape | 12 |  | 2.594
FI117.10 | 1115-34 |  | 2-1/8 Tube Strape | 14.5 |  | 3.1109
FI117.11 | 137CP13A | COPPER END CAP | CAP1/2 (L=12mm) | 4 |  | 1.1149
FI117.12 | 137CP16A |  | CAP5/8 (L=14mm) | 7 |  | 1.4659
FI117.13 | 137CP19A |  | CAP3/4 (L=16mm) | 12 |  | 2.4361
FI121 | 137CP22A |  | CAP7/8 (L=6mm) | 0 |  | 3.0643
FI122 | 137CP28A |  | CAP1 1/8 (L=6mm) | 0 |  | 6.5136
FI123 | 137CP35A |  | CAP1 3/8 (L=6mm) | 0 |  | 7.3937
FI124 | 137CP42A |  | CAP1 5/8 (L=6mm) | 0 |  | 10.0233
FI125 | 137CP54A |  | CAP2 1/8 (L=13mm) | 0 |  | 19.3311
FI126 | 137CP67A |  | CAP2 5/8 (L=17mm) | 0 |  | 30.4418
FI127 | 137CP80A |  | CAP3 1/8 (L=20mm) | 0 |  | 46.2786
FI127.1 | 137CP105A |  | CAP4 1/8 (L=55mm) | 570 |  | 103.0755
FI128 | 132FD35A | Copper strainer | 1" STRAINER C/W SELIGAGEL 35GRAM | 25mm*140mm (1/4x1/8) |  | 7.34
FI129 | 0 |  | 3/4" STRAINER C/W SELIGAGEL 12GRAM | 19mm*100mm (1/4x1/8) |  | 3.9196
FI130 | 131FT25F |  | 30mm STRAINER C/W SELIGAGEL 50GRAM | 30x165mm (1/4x1/8) |  | 9.6167
FI130.1 | 0 |  | 30mm x 165mm STRAINER C/W SELIGAGEL 50GRAM (3/8"x3/8") | 30x165mm (3/8x3/8) |  | 9.6167
FI130.2 | 0 |  | 1-1/8" COPPER STRAINER C/W SELIGAGEL 50G (1/8"x3/8") | 30x165mm (1/8x3/8) |  | 9.6167
FI131 | YK 5/8*1/2*1/2 | Y TEE | YK 5/8*1/2*1/2 | 0 |  | 9.3453
FI132 | YK 5/8*5/8*5/8 |  | YK 5/8*5/8*5/8 | 0 |  | 11.3277
FI133 | YK 3/4*5/8*5/8 |  | YK 3/4*5/8*5/8 | 0 |  | 12.0356
FI134 | YK 7/8*1/2*1/2 |  | YK 7/8*1/2*1/2 | 0 |  | 12.0356
FI135 | YK 7/8*5/8*5/8 |  | YK 7/8*5/8*5/8 | 0 |  | 12.7436
FI136 | YK 7/8*3/4*3/4 |  | YK 7/8*3/4*3/4 | 0 |  | 16.2835
FI137 | YK 1 1/8*7/8*7/8 |  | YK 1 1/8*7/8*7/8 | 0 |  | 20.5314
FI155 | 301AN1013AB | MALE ADAPTER C X M 外螺纹接头 | 3/8 x 1/2 C x M Adaptor | 36 |  | 8.5554
FI156 | 301AN1313AB |  | 1/2 x 1/2 C x M Adaptor | 36 |  | 8.0473
FI157 | 301AN1619AB |  | 5/8 x 3/4 C x M Adaptor | 59 |  | 13.2951
FI158 | 301AN16AB |  | 5/8 x 1/2 C x M Adaptor | 32 |  | 8.4168
FI159 | 301AN1919AB |  | 3/4 x 3/4 C x M Adaptor | 64 |  | 13.9264
FI160 | 301AN1913AB |  | 3/4 x 1/2 C x M Adaptor | 38 |  | 10.3909
FI161 | 301AN22AB |  | 7/8 x 3/4 C x M Adaptor | 58 |  | 15.4725
FI162 | 301AN2213AB |  | 7/8 x 1/2 C x M Adaptor | 59 |  | 13.6339
FI163 | 301AN2819AB |  | 1-1/8 x 3/4 C x M Adaptor | 86 |  | 23.7076
FI164 | 301AN2813AB |  | 1-1/8 x 1/2 C x M Adaptor | 73 |  | 23.6799
FI165 | 301AN28AB |  | 1-1/8 x 1 C x M Adaptor | 104 |  | 24.1357
FI166 | 301AN35AB |  | 1-3/8 x 1-1/4 C x M Adaptor | 150 |  | 39.6082
FI167 | 301AN3525AB |  | 1-3/8 x 1 C x M Adaptor | 127 |  | 33.1408
FI168 | 301AN42AB |  | 1-5/8 x 1-1/2 C x M Adaptor | 209 |  | 50.4272
FI169 | 301AN54AB |  | 2-1/8 x 2 C x M Adaptor | 322 |  | 83.4879
FI169.1 | CS5 | KOREA COPPER SOCKET | 5/8" SOCKET | 0 |  | 2.9994
FI169.2 | CS6 |  | 3/4" SOCKET | 0 |  | 3.4743
FI170 | CS7 |  | 7/8" SOCKET | 0 |  | 4.5333
FI171 | CS8 |  | 1-1/8" SOCKET | 0 |  | 5.9297
FI172 | CS9 |  | 1-3/8" SOCKET | 0 |  | 9.3086
FI173 | CS10 |  | 1-5/8" SOCKET | 0 |  | 12.7871
FI174 | CS11 |  | 2-1/8" SOCKET | 0 |  | 22.5792
FI175 | CS12 |  | 2-5/8" SOCKET | 0 |  | 38.6897
FI176 | CS13 |  | 3-1/8" SOCKET | 0 |  | 62.0402
FI177 | CS14 |  | 4-1/8" SOCKET | 0 |  | 120.0486
FI177.1 | CE3 | KOREA 90º COPPER ELBOW | 3/8" ELBOW | 0 |  | 2.5748
FI177.2 | CE4 |  | 1/2" ELBOW | 0 |  | 2.8355
FI177.3 | CE5 |  | 5/8" ELBOW | 0 |  | 4.0849
FI177.4 | CE6 |  | 3/4" ELBOW | 0 |  | 4.7949
FI178 | CE7 |  | 7/8" ELBOW | 0 |  | 8.5902
FI179 | CE8 |  | 1-1/8" ELBOW | 0 |  | 11.431
FI180 | CE9 |  | 1-3/8" ELBOW | 0 |  | 17.5712
FI181 | CE10 |  | 1-5/8" ELBOW | 0 |  | 30.9111
FI182 | CE11 |  | 2-1/8" ELBOW | 0 |  | 59.5451
FI183 | CE12 |  | 2-5/8" ELBOW | 0 |  | 107.4637
FI184 | CE13 |  | 3-1/8" ELBOW | 0 |  | 170.9996
FI185 | CE14 |  | 4-1/8" ELBOW | 0 |  | 370.4558
0 | CE14 | KOREA 45º COPPER ELBOW | 7/8" ELBOW * 45º | 0 |  | 8.713
0 | CE15 |  | 1-1/8" ELBOW * 45º | 0 |  | 11.6029
0 | CE16 |  | 1-3/8" ELBOW * 45º | 0 |  | 17.8389
0 | CE17 |  | 1-5/8" ELBOW * 45º | 0 |  | 31.3973
0 | CE18 |  | 2-1/8" ELBOW * 45º | 0 |  | 60.4697
0 | CE19 |  | 2-5/8" ELBOW * 45º | 0 |  | 109.1301
0 | CE20 |  | 3-1/8" ELBOW * 45º | 0 |  | 173.6522
0 | 0 |  | 4-1/8" ELBOW * 45º | 0 |  | 388.9792
FI185.1 | 102CP10-06 | KOREA COPPER REDUCER | 3/8x1/4 REDUCER | 0 |  | 2.6117
FI186 | 102CP13-10 |  | 1/2x3/8 REDUCER | 0 |  | 2.7161
FI187 | 102CP13-06 |  | 1/2x1/4 REDUCER | 0 |  | 2.6975
FI188 | 102CP16-13 |  | 5/8x1/2 REDUCER | 0 |  | 3.4586
FI189 | 102CP16-10 |  | 5/8x3/8 REDUCER | 0 |  | 3.4586
FI190 | 102CP19-16 |  | 3/4x5/8 REDUCER | 0 |  | 4.172
FI191 | 102CP19-13 |  | 3/4x1/2 REDUCER | 0 |  | 4.3477
FI193 | 102CP22-19 |  | 7/8x3/4 REDUCER | 0 |  | 5.6276
FI194 | 102CP22-16 |  | 7/8x5/8 REDUCER | 0 |  | 5.6276
FI195 | 102CP22-13 |  | 7/8x1/2 REDUCER | 0 |  | 5.5885
FI197 | 102CP28-22 |  | 1-1/8x7/8 REDUCER | 0 |  | 6.8316
FI198 | 102CP28-19 |  | 1-1/8x3/4 REDUCER | 0 |  | 6.8316
FI199 | 102CP28-16 |  | 1-1/8x5/8 REDUCER | 0 |  | 6.8316
FI200 | 102CP28-13 |  | 1-1/8x1/2 REDUCER | 0 |  | 6.5419
FI201 | 102CP35-28 |  | 1-3/8x1-1/8 REDUCER | 0 |  | 12.1525
FI202 | 102CP35-22 |  | 1-3/8x7/8 REDUCER | 0 |  | 12.1525
FI202.1 | 0 |  | 1-3/8x3/4 REDUCER | 0 |  | 11.6363
FI203 | 102CP35-16 |  | 1-3/8x5/8 REDUCER | 0 |  | 11.6363
FI204 | 102CP42-35 |  | 1-5/8x1-3/8 REDUCER | 0 |  | 16.5115
FI205 | 102CP42-28 |  | 1-5/8x1-1/8 REDUCER | 0 |  | 16.5115
FI206 | 102CP42-22 |  | 1-5/8x7/8 REDUCER | 0 |  | 16.4018
FI208 | 102CP54-42 |  | 2-1/8x1-5/8 REDUCER | 0 |  | 36.0818
FI209 | 102CP54-35 |  | 2-1/8x1-3/8 REDUCER | 0 |  | 35.8458
FI210 | 102CP54-28 |  | 2-1/8x1-1/8 REDUCER | 0 |  | 35.8458
FI211 | 102CP54-22 |  | 2-1/8x7/8 REDUCER | 0 |  | 35.8458
FI213 | 102CP67-54 |  | 2-5/8x2-1/8 REDUCER | 0 |  | 49.1587
FI214 | 102CP67-42 |  | 2-5/8x1-5/8 REDUCER | 0 |  | 49.1587
FI217 | 102CP80-67 |  | 3-1/8x2-5/8 REDUCER | 0 |  | 74.3957
FI218 | 102CP80-54 |  | 3-1/8x2-1/8 REDUCER | 0 |  | 71.2432
FI222 | 102CP105-80 |  | 4-1/8x3-1/8 REDUCER | 0 |  | 152.4732
FI223 | 102CP105-67 |  | 4-1/8x2-5/8 REDUCER | 0 |  | 152.4732
FI224.1 | CTE1 | KOREA COPPER TEE | 1/4" TEE | 0 |  | 5.4759
FI224.2 | CTE2 |  | 3/8" TEE | 0 |  | 5.8799
FI224.3 | CTE3 |  | 1/2" TEE | 0 |  | 6.138
FI224.4 | CTE4 |  | 5/8" TEE | 0 |  | 7.0469
FI225 | CTE5 |  | 3/4" TEE | 0 |  | 9.4931
FI226 | CTE6 |  | 7/8" TEE | 0 |  | 12.1301
FI227 | CTE7 |  | 1-1/8" TEE | 0 |  | 22.3285
FI228 | CTE8 |  | 1-3/8" TEE | 0 |  | 32.2489
FI229 | CTE9 |  | 1-5/8" TEE | 0 |  | 45.1203
FI230 | CTE10 |  | 2-1/8" TEE | 0 |  | 77.1538
FI231 | CTE11 |  | 2-5/8" TEE | 0 |  | 126.1848
FI232 | CTE12 |  | 3-1/8" TEE | 0 |  | 231.5375
FI232.1 | 0 |  | 4-1/8" TEE | 0 |  | 421.8372
0 | 0 | KOREA COPPER REDUCER TEE | 1/4X1/4X3/8 Tee | 0 |  | 6.0258
0 | 0 |  | 3/8X3/8X1/2 Tee | 0 |  | 6.4634
0 | 0 |  | 3/8X3/8X1/4 Tee | 0 |  | 6.4634
0 | 0 |  | 1/2X1/2X3/8 Tee | 0 |  | 6.7551
0 | 0 |  | 1/2X1/2X1/4 Tee | 0 |  | 6.7551
0 | 0 |  | 5/8X5/8X1/2 Tee | 0 |  | 7.7538
0 | 0 |  | 5/8X5/8X3/8 Tee | 0 |  | 7.7538
0 | 0 |  | 3/4X3/4X5/8 Tee | 0 |  | 10.4469
0 | 0 |  | 3/4X3/4X1/2 Tee | 0 |  | 10.4469
0 | 0 |  | 7/8X7/8X3/4 Tee | 0 |  | 13.342
FI233 | 0 |  | 7/8X7/8X5/8 Tee | 0 |  | 13.9262
0 | 0 |  | 7/8X7/8X1/2 Tee | 0 |  | 13.342
FI234 | 0 |  | 1-1/8X1-1/8X7/8 Tee | 0 |  | 24.5606
FI235 | 0 |  | 1-1/8X1-1/8X3/4 Tee | 0 |  | 24.5606
FI236 | 0 |  | 1-1/8X1-1/8X5/8 Tee | 0 |  | 24.5606
FI237 | 0 |  | 1-3/8X1-3/8X1-1/8 Tee | 0 |  | 35.473
FI238 | 0 |  | 1-3/8X1-3/8X7/8 Tee | 0 |  | 35.473
FI239 | 0 |  | 1-5/8X1-5/8X1-3/8 Tee | 0 |  | 51.8267
FI240 | 0 |  | 1-5/8X1-5/8X1-1/8 Tee | 0 |  | 51.487
FI241 | 0 |  | 1-5/8X1-5/8X7/8 Tee | 0 |  | 51.8267
FI242 | 0 |  | 2-1/8X2-1/8X1-5/8 Tee | 0 |  | 84.8722
FI243 | 0 |  | 2-1/8X2-1/8X1-3/8 Tee | 0 |  | 84.3153
FI244 | 0 |  | 2-1/8X2-1/8X1-1/8 Tee | 0 |  | 84.3153
FI245 | 0 |  | 2-5/8X2-5/8X2-1/8 Tee | 0 |  | 138.8033
FI246 | 0 |  | 2-5/8X2-5/8X1-5/8 Tee | 0 |  | 138.8033
FI247 | 0 |  | 2-5/8X2-5/8X1-3/8 Tee | 0 |  | 137.8856
FI248 | 0 |  | 3-1/8X3-1/8X2-5/8 Tee | 0 |  | 264.214
FI249 | 0 |  | 3-1/8X3-1/8X2-1/8 Tee | 0 |  | 264.214
FI250 | 0 |  | 4-1/8X4-1/8X3-1/8 Tee | 0 |  | 464.0175
FI251 | 0 |  | 4-1/8X4-1/8X2-5/8 Tee | 0 |  | 464.0175
FI252 | 0 |  | 4-1/8X4-1/8X2-1/8 Tee | 0 |  | 464.0175
0 | 109RB10A | KOREA RETURN U-BEND C X C 180 U (U-BEND) | 3/8 RET BEND | 0 |  | 4.0192
0 | 109RB13A |  | 1/2 RET BEND | 0 |  | 5.0189
0 | 109RB16A |  | 5/8 RET BEND | 0 |  | 6.6205
0 | 109RB19A |  | 3/4 RET BEND | 0 |  | 8.9259
0 | 109RB22A |  | 7/8 RET BEND | 0 |  | 15.5464
0 | 109RB28A |  | 1-1/8 RET BEND | 0 |  | 20.5347
*PLEASE EMAIL OR FAX OVER THE BANK IN SLIP
BANK ACC :HONG LEONG BANK BHD 36600016285 , PUBLIC BANK BHD 3119617816
BENEFICIARY :WELLER AIR-COND PARTS ENTERPRICE SDN BHD