## CU
WELLER AIR-COND PARTS ENTERPRISE SDN BHD (613386-K)
DATE :15.1.26
ITEM CODE | MODEL CONDENSER | BRAND | H/P | DIMENSION LxWxH | FAN SETS | RECEIVER TANK | Compressor to match | roll | (RM) condenser only | (RM) c/w set axial fan sets | (RM) HEAVY DUTY FAN | #REF! | PIC
CU001 | CU - 15 QC | 9FPI INLET GROOVE FIN CONDENSER COIL COMPLETE SET C/W AXIAL FAN SETS, RECEIVER TANK & IRON BASE | 1.5hp | 440x170x425 | 1 x 14 | CR-101-3 ,RT-2 | 0 | 3*16 | 337.2069 | 734.6217 | 749.1702 | #REF!
CU002 | CU - 22 QC |  | 2hp | 450*180*470 | 1 x 14 | CR-102 ,RT-2 | MT22 | 4*16 | 469.3722 | 866.7871 | 881.3355 | #REF!
CU003 | CU - 32 QC |  | 2.5hp | 450*180*470 | 1 x 14 | CR-102 ,RT-3 | MT32 | 4*18 | 524.9558 | 922.3706 | 936.9191 | #REF!
CU004 | CU - 36 QC |  | 3hp | 500*200*520 | 1 x 16 | CR-102 ,RT-3 | MT36 | 4*20 | 631.1821 | 1074.628 | 1118.4412 | #REF!
CU005 | CU - 40 QC |  | 3.5hp | 550*200*520 | 1 x 16 | CR103,RT-4 | MT40 | 5*20 | 792.992 | 1177.2541 | 1280.2511 | #REF!
CU006 | CU - 50 QC |  | 4hp | 660*200*570 | 1 x 18 | CR103,RT-4 | 4FES-3(Y) | 5*20 | 974.565 | 1446.0594 | 1602.4542 | #REF!
CU007 | CU - 64 QC |  | 5hp | 960*200*520 | 2 x 16 | CR-104 ,RT-6 | 4EES-4(Y) | 4*20 | 1269.7754 | 2092.297 | 2179.9234 | #REF!
CU008 | CU - 64B QC |  | 5hp | 710*220*660 | 1 x 20 | CR-104 ,RT-6 | 4EES-4(Y) | 4*26 | 1130.1989 | 1780.1939 | 1852.556 | #REF!
CU009 | CU - 72 QC |  | 6hp | 960*220*520 | 2 x 16 | CR-104 ,RT-6 | 4DES-5(Y) | 5*20 | 1379.7073 | 2202.2289 | 2289.8553 | #REF!
CU010 | CU - 72B QC |  | 6hp | 710*240*660 | 1 x 20 | CR-104 ,RT-6 | 4DES-5(Y) | 5*26 | 1320.4182 | 1970.4132 | 2042.7752 | #REF!
CU011 | CU - 80 QC |  | 6.5hp | 1060*220*570 | 2 x 18 | CR-104 ,RT-8 | 4DES-5(Y) | 4*22 | ~ | ~ | ~ | #REF!
CU012 | CU - 90 QC |  | 7.5hp | 1060*220*570 | 2 x 18 | CR-104 ,RT-8 | 4CES-6(Y) | 5*22 | 1618.099 | 2511.8065 | 2706.2286 | #REF!
CU013 | CU - 100 QC |  | 8.5hp | 1060*240*670 | 2 x 18 | CR-104 ,RT-8 | 4VES-7(Y) | 5*26 | 1860.1962 | 2753.9038 | 2948.3258 | #REF!
CU013.1 | CU - 125B QC |  | 10hp | 0 | 1 x 26 | CR-105 ,RT-10 | 4TES-9(Y) | 4*40 | 2668.0106 | 3697.915 | 4028.2763 | #REF!
CU013.2 | CU - 144B QC |  | 12hp | 0 | 1 x 26 | CR-105 ,RT-12 | 4PES-12(Y) | 5*40 | 2816.2334 | 3934.1955 | 4264.5568 | #REF!
CU014 | CU - 125 QC |  | 10hp | 1390*250*725 | 2 x 20 | CR-105 ,RT-10 | 4TES-9(Y) | 4*28 | 2454.3227 | 3547.0544 | 3689.4443 | #REF!
CU015 | CU - 144 QC |  | 12hp | 1390*250*725 | 2 x 20 | CR-106 ,RT-12 | 4PES-12(Y) | 5*28 | 3017.5693 | 4187.8539 | 4330.2437 | #REF!
CU016 | CU - 160 QC |  | 15hp | 1390*250*850 | 2 x 20 | CR-107 ,RT-14 | 4NES-14(Y) | 5*32 | 3507.9398 | 4806.0052 | 4948.3951 | #REF!
CU017 | CU - 200 QC |  | 20hp | 1600*270*940 | 2 x 20 | CR-108 | 4HE-18(Y) | 5*36 | 4478.7992 | 6000.4114 | 6142.8012 | #REF!
CU018 | CU - 250 QC |  | 25hp | 2120*270*940 | 3 x 20 | HT- 25HP | 4GE-23(Y) | 5*36 | 6064.7832 | 8054.046 | 8264.2405 | #REF!
CU018.1 | CU - 250B QC |  | 25hp | 1630*350*1500 | 4 x 20 | HT- 25HP | 4GE-23(Y) | 4*60 | 6406.9309 | 8659.5585 | 8939.8178 | #REF!
CU019 | CU - 300 QC |  | 30hp | 1630*350*1660 | 4 x 20 | HT- 30HP | 6HE-28(Y) | 4*64 | 7014.6444 | 9469.2354 | 9605.9774 | #REF!
CU020 | CU - 350 QC |  | 35hp | 1630*350*1660 | 4 x 20 | HT- 35HP | S6F-30.2 / 6GE34Y | 5*64 | 8363.472 | 10775.243 | 11055.5023 | #REF!
CU022 | CU - 400 QC |  | 40hp | 1630*350*1860 | 4 x 26 | HT- 40HP | 6FE44Y | 5*73 | 9650.54 | 12766.7591 | 14046.2535 | #REF!
CU023 | CU - 500 QC |  | 50hp | 1630*350*1930 | 4 x 26 | HT- 50HP | 6FE50Y | 6*76 | 11658.9591 | 14848.9562 | 16128.4506 | #REF!
CU20.25 | 16" * 18" | IRON BASE | 1/2hp | CS030-CS060 |  |  |  |  | 27.8689
CU20.26 | 20" * 17" |  | 3/4hp-1.5hp | CS075-CS125 |  |  |  |  | 40.9836
CU21 | 530W*430L |  | 3/4hp | CS075 |  |  |  |  | 57.377
CU23 | 600W*550L |  | 2hp | CU-22 |  |  |  |  | 73.7705
CU27 | 650*W900L |  | CS150 | CS150-CS200 |  |  |  |  | 139.3443
CU024 | CUB15-32 | IRON BRACKET | CU15-32QC | 30" W * 21.5"L |  |  |  |  | 81.1475
CU025 | CUB36 |  | CU36QC | 30" W * 23.5"L |  |  |  |  | 103.2787
CU026 | CUB40 |  | CU40QC | 30" W * 26"L |  |  |  |  | 103.2787
CU027 | CUB50 |  | CU50QC | 33" W* 28.5"L |  |  |  |  | 162.2951
CU028 | CUB64B-72B |  | CU64B-72BQC | 33" W* 30"L |  |  |  |  | 162.2951
CU029 | CUB64-72 |  | CU64-72QC | 34" W* 41"L |  |  |  |  | 221.3115
CU030 | CUB80-100 |  | CU80-100QC | 34" W* 44"L |  |  |  |  | 236.0656
CU031 | CUB125-160 |  | CU125-160QC | 35" W* 56.5"L |  |  |  |  | 339.3443
CU032 | CUB200 |  | CU200QC | 42"W * 64"L |  |  |  |  | 575.4098
CU033 | CUB250 |  | CU250QC | 45"W * 85"L |  |  |  |  | 649.1803
CU034 | CUB300-400 |  | CU300-400QC | 50"W * 64"L |  |  |  |  | 634.4262
CU035 | HTB3-5 |  | HTC3-5 | 36L*20W |  |  |  |  | 190.4515
CU036 | HTB8-10 |  | HTC8-10 | 55L*26W |  |  |  |  | 238.0644
CU037 | HTB12-15 |  | HTC12-15 | 60L*26W |  |  |  |  | 397.4331
CU038 | HTB20-30 |  | HTC20-30 | 68L*28W |  |  |  |  | 434.432
CU039 | HTB35-40 |  | HTC35-40 | 72L*32W |  |  |  |  | 463.3161
CU040 | HTB40L |  | HTC40L | 80L*32W |  |  |  |  | 502.7035
CU041 | HT- 15HP | HORIZONTAL TYPE RECEIVER TANK | 15HP | 1090mm x 159mm | 15L(5/8") |  |  |  | 370.557
CU042 | HT- 20HP |  | 20HP | 1180mm x 159mm | 20L(5/8") |  |  |  | 494.076
CU043 | HT- 25HP |  | 25HP | 850mm x 219mm | 25L(7/8") | 1286mm*165mm |  |  | 710.2343
CU044 | HT- 30HP |  | 30HP | 900mm x 219mm | 30L(7/8") | 878mm*219mm |  |  | 790.5216
CU045 | HT- 35HP |  | 35HP | 1000mm x 219mm | 35L(7/8") |  |  |  | 938.7445
CU046 | HT- 40HP |  | 40HP | 1180mm x 219mm | 40L(1 1/8") |  |  |  | 1000.504
CU046.1 | HT- 50HP |  | 50HP | 1050mm x 280mm | 50L(1 1/8") |  |  |  | 1142.5508
CU046.2 | HT-60 |  | 60HP | [5 empty] | ~
CU046.3 | HT-80 |  | 80HP | [5 empty] | 1643.9909
CU046.4 | HT-100 |  | 100HP | [5 empty] | 1861.4719
0 | HT-120 |  | 120HP | [5 empty] | ~
0 | HT-150 |  | 150HP | [5 empty] | ~
CU046.9 | HT-200 |  | 125HP SCREW | [5 empty] | ~
CU047 | CR-101-2 receiver flare type | Airmender receiver tank flare type | 1hp | 3.35"(a) x 7.87"(b) | 1L |  | 1/4" |  | 119.9626
CU048 | CR-101-3 receiver flare type |  | 1.5hp | 3.35"(a) x 7.87"(b) | 1L |  | 3/8" |  | 119.9626
CU049 | CR-102 receiver flare type |  | 2hp-3hp | 5"(a) x 10.24"(b) | 3L |  | 3/8" |  | 130.5126
CU050 | CR-103 receiver flare type |  | 3.5hp-4hp | 5"(a) x 11.81"(b) | 4L |  | 3/8" |  | 134.4262
CU051 | CR-104 receiver flare type |  | 5hp-7.5hp | 6"(a) x 13.78"(b) | 6L |  | 1/2" |  | 189.7282
CU052 | CR-105 receiver flare type |  | 8.5hp-10hp | 7"(a) x 16.15"(b) | 10L |  | 5/8" |  | 215.5924
CU053 | CR-106 receiver flare type |  | 12hp | 8"(a) x 14.96"(b) | 12L |  | 5/8" |  | 303.6501
CU054 | CR-107 receiver flare type |  | 15hp | 9"(a) x 15.74"(b) | 16L |  | 5/8" |  | 441.5646
CU055 | CR-108 receiver flare type |  | 20hp | 0 | 20L |  | 5/8" |  | 448.6263
CU055.1 | RT-1 receiver welding type | Receiver tank welding type | 1hp | cs165 | 1L |  | 1/4" |  | 52.1567
CU055.2 | RT-2 receiver welding type |  | 1.5hp-2hp | cu15-22 | 2l |  | 3/8" |  | 59.9802
CU055.3 | RT-3 receiver welding type |  | 2.5hp-3hp | cu32-36 | 3l |  | 3/8" |  | 75.6272
CU055.4 | RT-4 receiver welding type |  | 3.5hp-4hp | cu40-50 | 4l |  | 3/8" |  | 83.4507
CU055.5 | RT-6 receiver welding type |  | 5hp | cu64 | 6l |  | 1/2" |  | 93.882
CU055.6 | RT-8 receiver welding type |  | 6hp | cu72-90 | 8l |  | 1/2" |  | 114.7447
CU055.7 | RT-10 receiver welding type |  | 8hp | cu100-125 | 10l |  | 5/8" |  | 135.6074
CU055.8 | RT-12 receiver welding type |  | 10hp | cu144 | 12l |  | 5/8" |  | 156.47
CU055.9 | RT-14 receiver welding type |  | 12hp | cu160 | 14l |  | 5/8" |  | 164.2935
CU055.10 | SCL-5-3 receiver tank |  | 6hp | cu72-90 | 8l |  |  |  | 129.0878
CU055.11 | SCL-10-4 receiver tank |  | 8-12hp | cu100-144 | 12l |  |  |  | 199.4993
CU055.12 | SCL-15-4 receiver tank |  | 15hp | cu160 | 16l |  |  |  | 317.3408
CU055.13 | SCL-20-3 receiver tank |  | 20hp | cu200 | 20l |  |  |  | 418.618
CU055.18 | L-29L (7/8" * 7/8") | VERTICAL TYPE RECEIVER TANK | 30hp | 30L,with two valves,with sight glass | 30L | 8 |  |  | 1135.4944
CU056 | L-40L (1 1/8" * 1 1/8") |  | 40hp | 40L,with two valves,with sight glass | 40L | 0 |  |  | 1231.1149
CU057 | L-60L (1 3/8" * 1 1/8") |  | 60hp | 60L,with two valves,with sight glass | 60L | 3 |  |  | 1673.3601
CU058 | L-80L (1 5/8" * 1 3/8") |  | 80hp | 80L,with two valves,with sight glass | 80L | 0 |  |  | 1900.459
CU059 | L-100L (1 5/8" * 1 3/8") |  | 100hp | 100L,with two valves,with sight glass | 100L | 0 |  |  | 2163.4156
CU060-1 | L-120L (1 5/8" * 1 3/8") |  | 120hp | 120L,with two valves,with sight glass | 120L | 0 |  |  | 2378.5619
CU061 | L-150L (2 1/8" * 1 5/8") |  | 150hp | 150L,with two valves,with sight glass | 150L | 0 |  |  | 3119.6213
0 | L-180L (2 1/8" * 1 5/8") |  | 180HP | 180L,with two valves,with sight glass | 180L | 0 |  |  | 4750.4016
0 | L-200L (2 5/8" * 2 1/8") |  | 200hp | 200L,with two valves,with sight glass | 200L | 0 |  |  | 4544.5783
0 | L-250L (2 5/8" * 2 1/8") |  | 250hp | 250L,with two valves,with sight glass | 250L | 0 |  |  | 5639.5582
0 | L-300L (3 1/8" * 2 5/8") |  | 300hp | 300L,with two valves,with sight glass | 300L | 0 |  |  | 7162.6506
CU062 | HTC-3 | WATER COOLED CONDENSER | 3hp | 800*159D | 2DES2Y | 0 |  |  | 1198.1344
CU063 | HTC-4 |  | 4hp | 800*159D | 4CES3Y | 0 |  |  | 1556.3395
CU064 | HTC-5 |  | 5hp | 930*219D | 4EES4Y | 0 |  |  | 1605.7471
CU064.1 | HTC-6 |  | 6hp | 1080*165D | 4DES5Y | 0 |  |  | 1865.137
CU065 | HTC-8 |  | 8hp | 980*219D | 4CES6Y | 0 |  |  | 2173.9345
CU066 | HTC-10 |  | 10hp | 1080*219D | 4TES9Y | 0 |  |  | 2717.4182
CU067 | HTC-12 |  | 12.5hp | 1280*219D | 4PES12Y | 0 |  |  | 3001.5119
CU068 | HTC-15 |  | 15hp | 1220*219D | 4JE13Y | 0 |  |  | 3415.3005
CU069 | HTC-20 |  | 20hp | 1430*219D | 4HE18Y | 0 |  |  | 3866.1449
CU070 | HTC-25 |  | 25hp | 1430*273D | 4GE23Y | 0 |  |  | 4681.3704
CU070.1 | HTC-28 |  | 28hp | 1620*273D | 6HE28Y | 0 |  |  | 5274.2616
CU071 | HTC-30 |  | 30hp | 1620*273D | 6HE28Y | 0 |  |  | 5749.8098
CU072 | HTC-35 |  | 35hp | 1620*273D | 6GE34Y/S6F30.2Y | 0 |  |  | 6805.8973
CU073 | HTC-40 |  | 40hp | 1620*279D | 6FE44Y | 0 |  |  | 7176.4543
CU073.1 | HTC-45 |  | 45hp | 2150*273D | 6GE40Y /SW3L3000 | 0 |  |  | 7942.2722
CU074 | HTC-50 |  | 50hp | 2150*273D | 6FE50Y /SW3L4000 | 0 |  |  | 8671.0343
CU074.1 | HTC-55 |  | 55hp | 2150*273D | SW3L5000 | 0 |  |  | 10140.9105
CU075 | HTC-60 |  | 60hp | 2170*325D | SW3L6000 | 0 |  |  | 11549.0272
CU075.1 | HTC-70 |  | 70hp | 2220*325D | SW3L7000 | 0 |  |  | 12944.7919
CU076 | HTC-80 |  | 80hp | 2220*325D | 0 | C50S12R |  |  | 14278.7972
CU076.1 | HTC-90 |  | 90HP | 2370*325D | SW3L8000 | 0 |  |  | 15748.6734
CU076.2 | HTC-110 |  | 110HP | 2370*325D | SW3L9500 | 0 |  |  | 17206.1977
CU076.3 | HTC-120 |  | 120HP | 2880*377D | SW3L11500 | 0 |  |  | 21615.8262
CU077 | CS025 | COMERCIAL REFRIGERATOR CONDENSER COIL | 1/4hp | 8 X 9 X 2R | φ200 BLADE 28° | 5watts |  |  | 48.1724
CU078 | CS030 |  | 1/3hp | 9 X 9 X 3R | φ200 BLADE 28° | 10watts |  |  | 98.5682
CU079 | CS033 (10 u) |  | 1/3hp | 10 X 11 X 2R | φ250 BLADE 22° | 10watts |  |  | 137.1061
CU080 | CS050 (15 u) |  | 1/2hp | 10 X 11 X 3R | φ250 BLADE 22° | 10watts |  |  | 149.458
CU081 | CS060 (16 u) |  | 1/2hp(big) | 11 X 13 X 3R | φ250 BLADE 28° | 16watts |  |  | 170.4562
CU082 | CS075 |  | 3/4hp | 13 X 15 X 3R | φ300 BLADE 22° | 18watts |  |  | 217.3935
CU082.01 | CS090 |  | 7/8HP | 11*15*4R | φ250 BLADE 28° | 16watts |  |  | 279.153
CU083 | CS100 |  | 1hp | 13 X 18 X 3R | φ300 BLADE 22° | 18watts |  |  | 271.7418
CU084 | CS125 |  | 1.3hp | 13 X 15 X 4R | φ300 BLADE 25° | 25watts |  |  | 295.2104
CU085 | CS145 |  | 1.4HP | 13 X 18 X 4R | φ300 BLADE 25° | 25watts |  |  | 373.0274
CU086 | CS150 |  | 1.4hp | 11 X 26 X 3R | φ250 BLADE 28° | 16watts |  |  | 352.8815
CU087 | CS165 |  | 1.5hp | 13 X 30 X 3R | φ300 BLADE 22° | 18watts |  |  | 477.1169
CU087.1 | CS170 |  | 1.5hp | 13 X 24 X 4R | φ300 BLADE 25° | 25watts |  |  | 511.3687
CU088 | CS200 |  | 2hp | 13 X 30 X 4R | φ300 BLADE 28° | 34watts |  |  | 593.4224
CU089 | CS250 |  | 2.5hp | 13 X 30 X 5R | φ300 BLADE 28° | 34watts |  |  | 660.8267
CU089.01 | WCU-1HP | Aquarium chiller condenser set | 1hp | 930*280*550 | 1 X 16" | 37*11*22 |  |  | 639.8285
CU089.02 | WCU-1.5HP |  | 1.5hp | 930*280*550 | 1 X 16" | 37*11*23 |  |  | 834.9885
CU089.03 | WCU-2HP |  | 2hp | 1000*300*620 | 1 X 16" | 39.5*12*24.5 |  |  | 988.1521
CU089.04 | WCU-3HP |  | 3hp | 1110*400*752 | 1 X 20" | 44*16*30 |  |  | 1605.8089
CU089.05 | WCU-4HP |  | 4hp | 1110*400*752 | 1 X 20" | 44*16*30 |  |  | 1805.8479
CU089.06 | BCU - 10 | Condenser set c/w metal casing like aircond unit | 1hp | 767*268*530 | 1 X 16" | 30*10.5*21 |  |  | 514.1232
CU089.07 | BCU - 15 |  | 1.5hp | 767*268*530 | 1 X 16" | 30*10.5*21 |  |  | 699.1546
CU089.08 | BCU - 22 |  | 2hp | 845*290*595 | 1 X 16" | 0 |  |  | 964.807
CU089.09 | BCU - 36 |  | 3hp | 830*310*715 | 1 X 20" | 38*14.5*32 |  |  | 1254.9531
CU089.10 | BCU - 40 |  | 3.5hp | 960*370*810 | 1 X 20" | 38*14.5*32 |  |  | 1383.4129
CU089.11 | BCU - 50 |  | 4hp | 960*370*810 | 1 X 20" | 38*14.5*32 |  |  | 1574.8673
CU089.13 | BCU - 64 |  | 5hp | 960*370*1260 | 2 X 20" | 38*14.5*50 |  |  | 2206.0495
CU089.14 | BCU - 72 |  | 6hp | 960*370*1260 | 2 X 20" | 38*14.5*50 |  |  | 2549.4323
CU089.15 | BCU - 100 |  | 8hp | 960*370*1260 | 2 X 20" | 38*14.5*50 |  |  | 2786.5888
CU089.151 | BCU - 110 |  | 9hp | 0 | 0 | 0 |  |  | 3838.9707
CU089.152 | BCU - 120 |  | 10hp | 0 | 0 | 0 |  |  | 4190.9999
CU089.16 | TCU - 06 | Top flow fan condenser set c/w metal casing like aircond unit | 5hp-6hp | 1050*910*930 | 1*20 | CR-104 |  |  | 3405.1958
CU089.17 | TCU - 08 |  | 8hp | 1050*910*930 | 1*20 | CR-104 |  |  | 3828.866
CU089.19 | TCU - 100B |  | 10hp | 1310*1010*1100 | 1*26 | CR-105 |  |  | 5144.5518
CU089.20 | TCU - 120B |  | 12hp | 1310*1010*1100 | 1*26 | CR-106 |  |  | 5641.0982
CU089.21 | TCU - 150B |  | 15hp | 1310*1010*1100 | 1*26 | CR-106 |  |  | 6163.5836
CU089.22 | TCU - 120 |  | 10~12hp | 1618*1010*1100 | 2*20 | CR-105 |  |  | 6218.7356
CU089.23 | TCU - 150 |  | 15hp | 1618*1010*1100 | 2*20 | CR-106 |  |  | 6927.7347
CU089.24 | TCU - 200 |  | 20hp | 1618*1010*1100 | 2*26 | CR-107 |  |  | 8829.1089
CU089.25 | TCU - 220 |  | 22hp | 1618*1010*1100 | 2*26 | CR-108 |  |  | 9606.0434
CU089.26 | TCUV - 250 |  | 25hp | 2900*940*2000 | 3*26 | L-29L |  |  | 14946.9904
CU089.27 | TCUV - 300 |  | 30hp | 2900*940*2000 | 3*26 | L-29L |  |  | 15527.5297
CU089.28 | TCUV - 350 |  | 35hp | 2900*940*2000 | 3*26 | L-40L |  |  | 16713.3122
CU089.29 | TCUV - 400 |  | 40hp | 2900*940*2000 | 3*26 | L-40L |  |  | 17906.5058
CU089.30 | TCUV - 500 |  | 50hp | 2900*940*2000 | 3*26 | L-60L |  |  | 20574.5164
CU089.31 | TCUVS - 403 cw cooling coil |  | 40 | 0 | 1*32 | 0 |  |  | 29608.7412
CU090 | UC - 100 (DE 2.5) | Ceiling type evaporator use for comercial refrigerator - 25'C ~ 0'C | 1/2HP | 15.5" X 15.5" X 6" | 1x8" | DE2.5 |  |  | 512.6039
CU090.01 | UC - 150 (DE 3.2) |  | 3/4HP | 0 | 2x8" | DE3.2 |  |  | 716.4102
CU091 | UC - 200 (DE 5) |  | 1HP | 29.5" X15.5"X6" | 2x8" | DE5 |  |  | 773.229
CU092 | UC - 300 (DE7.5) |  | 1 1/2HP | 41.5" X15.5"X6" | 3x8" | DE7.5 |  |  | 1146.2564
CU092.01 | UC - 400 (DE11) |  | 2HP | 53.5" X15.5"X6" | 4x8" | DE11 |  |  | 1341.9488
CU092.02 | UC - 500 (DE15) |  | 2.5HP | 72" X15.5"X6" | 4x8" | DE15 |  |  | 1834.2998
CU092.03 | UC - 600 (DE18) |  | 3HP | 86" X15.5"X6" | 5x8" | DE18 |  |  | 1929.1326
CU092.04 | UC100 heater (A400mm*86.6mm) | (A 86.6mm,B 50mm) ,(C 108mm OLD MODEL) | [6 empty] | 36.1664
CU092.05 | UC100 heater (B400mm*50mm) | [7 empty] | 36.1664
CU092.06 | UC200 heater (A700mm*86.6mm) | [7 empty] | 57.2634
CU092.07 | UC200 heater (B700mm*50mm) | [7 empty] | 57.2634
CU092.08 | UC300 heater (A1030mm*86.6mm) | [7 empty] | 84.3882
CU092.09 | UC300 heater (B1030mm*50mm) | [7 empty] | 84.3882
CU092.10 | UC400 heater (A1030mm*86.6mm) | [7 empty] | 114.5268
CU092.11 | UC400 heater (B1030mm*50mm) | [7 empty] | 114.5268
CU092.12 | UC100 HEATER (L=320mm) | new model uc heater |  | 8*5*318L |  |  |  |  | 38.7497
CU092.13 | UC100 HEATER (LB=330mm) |  |  | 8*5*318LB |  |  |  |  | 39.557
CU092.14 | UC200 HEATER (L=605mm) |  |  | 8*5*648L |  |  |  |  | 53.819
CU092.15 | UC200 HEATER (LB=620mm) |  |  | 8*5*648LB |  |  |  |  | 60.2773
CU092.16 | UC300 HEATER (L=905mm) |  |  | 8*5*927L |  |  |  |  | 71.0411
CU092.17 | UC300 HEATER (LB=925mm) |  |  | 8*5*927LB |  |  |  |  | 77.4994
CU092.18 | UC400 HEATER (L=1205mm) | [7 empty] | 101.7179
CU092.19 | UC400 HEATER (LB=1225mm) | [7 empty] | 116.7872
CU092.20 | UC500 HEATER (L=1670mm) | [7 empty] | 124.3219
CU092.21 | UC500 HEATER (LB=1695mm) | [7 empty] | 148.8095
CU092.22 | UC600 HEATER (L=2020mm) | [7 empty] | 139.3912
CU092.23 | UC600 HEATER (LB=2040mm) | [7 empty] | 173.2972
CU092.24 | 8 X 5 X 318 (UC100) COIL |  | 1/2HP | [5 empty] | 239.6022
CU092.241 | 6 X 5 X 648 (UC150) COIL |  | 3/4HP | [5 empty] | 352.6221
CU092.25 | 8 X 5 X 648 (UC200) COIL |  | 1HP | [5 empty] | 421.9409
CU092.26 | 8 X 5 X 927 (UC300) COIL |  | 1 1/2HP | [5 empty] | 592.2242
CU092.27 | Drain pipe fitting (UC) | COOLING COIL C/W DRAIN PAN ( 有水盘 ) | 0 | 0 | 0 | 0 |  |  | 10.3291
CU093 | 5 X 10 X 4R | COOLING COIL C/W DRAIN PAN ( 有水盘 ) | 1/4hp | 1 door (360l) | 0 | 5 X 10 X 4R |  |  | ~
CU094 | 5 X 14 X 4R |  | 1/3hp | 1 door (400l) | 0 | 5 X 14 X 4R |  |  | 186.262
CU095 | 5 X 20 X 4R |  | 1/2HP | 2 door (1050l) | 0 | 5 X 20 X 4R |  |  | 232.5352
CU096 | 5 X 23 X 4R |  | 1/2HP (B) | 2 door (1050l) | 0 | 5 X 23 X 4R |  |  | 266.3112
CU097 | 5 X 33 X 4R |  | 1/2hp-3/4hp | 3 door (1480l) | 0 | 5 X 33 X 4R ( 有水盘 ) |  |  | 307.8818
CU098 | 5 X 48 X 4R |  | 1HP | 4 door (1480l) | 0 | 5 X 48 X 4R |  |  | ~
CU099 | 5 X 10 X 4R | COOLING COIL ( 无水盘 ) | 1/4hp | 1 door (360l) | 0 | 5 X 10 X 4R ( 无水盘 ) |  |  | 114.319
CU100 | 5 X 14 X 4R |  | 1/3hp | 1 door (400l) | 0 | 5 X 14 X 4R ( 无水盘 ) |  |  | 142.8987
CU100.1 | 5 X 16 X 4R |  | 1/3hp | 1 door (400l) | 0 | 5 X 16 X 4R ( 无水盘 ) |  |  | 153.2913
CU101 | 5 X 20 X 4R |  | 1/2HP | 2 door (1050l) | 0 | 5 X 20 X 4R ( 无水盘 ) |  |  | 193.5628
CU101.1 | 5 X 23 X 4R |  | 1/2HP | 2 door (1050l) | 0 | 5 X 23X 4R ( 无水盘 ) |  |  | 218.2453
CU102 | 5 X 33 X 4R |  | 1/2hp-3/4hp | 3 door (1480l) | 0 | 5 X 33 X 4R ( 无水盘 ) |  |  | 284.4983
CU103 | 5 X 48 X 4R |  | 1HP | 3 door (1480l) | 0 | 5 X 48 X 4R |  |  | 397.2409
CU103.10 | 5 X 53 X 4R (1400mm) | [7 empty] | 446.5998
CU103.11 | 5 X 83 X 4R (2100mm) | [7 empty] | 600.0329
CU103.01 | 5 x 6 x 13 (30u) |  | 3/4hp frezzer | 1 door frezzer(400l) | 0 | 0 |  |  | 212.3404
CU104 | 5 x 6 x 22 (30u) |  | 1hp frezzer | 2 door frezzer(1050l) | 0 | 5 x 6 x 22 (30u) |  |  | 331.525
CU104.1 | 5 x 6 x 33 (30u) |  | 1.5hp frezzer | 3 door frezzer(1480l) | 0 | 5 x 6 x 33 (30u) |  |  | 493.986
CU105 | 4 x 32 x 4R |  | 1/2hp | 4 x 4 x 814 | 0 | 4 x 32 x 4R |  |  | 275.5767
CU105.0 | 4*4*1520 (60") |  | 0 | [5 empty] | 402.7618
CU105.1 | 4*4*1680 (66") |  | 1.5HP | [5 empty] | 436.8185
CU105.2 | 4*5*1200 (47") |  | 0 | [5 empty] | 437.5898
CU105.3 | 4*5*1400 (55") |  | 6 | [5 empty] | 472.3652
CU105.4 | 4*5*2100 (83") |  | 0 | [5 empty] | 634.6502
CU105.5 | 4*5*2700 (106") |  | 6 | [5 empty] | 849.0982
CU105.6 | 4*5*3250 (128") | [7 empty] | 1005.5872
CU106 | 12 x 11 x 3R (280) |  | 3/8~1/2hp | 1.8,2.1 chiller,1.2,1.5 frezzer | 0 | 0 |  |  | 209.4635
CU106.1 | 12 x 13 x 3R (330) |  | 3/4hp | 1.8,2.1 counter frezzer | 0 | 0 |  |  | 233.5744
CU107 | 8 x 11 x 3R (280) |  | 1/3hp | 1.2,1.5m counter chiller | 0 | 8 x 11 x 3R (280) |  |  | 152.2001
CU107.1 | 3 x 42 x 450 |  | 0 | 0 | 0 | 0 |  |  | 1348.567
CU107.2 | 4 x 42 x 450 |  | 0 | 0 | 0 | 0 |  |  | 1854.2797
CU107.31 | 3 x 12 x 350 |  | 0 | 0 | 0 | 0 |  |  | 209.6005
CU107.32 | 6*6*460 |  | 0 | 0 | 0 | 0 |  |  | 280.8373
CU107.4 | 4*42*550 | blast coil | 0 | 0 | 0 | 0 |  |  | 4934.8141
CU107.5 | 5*48*550 | [7 empty] | 5959.5277
CU108 | OB15-32 | Outdoor bracket | 0 | 0 | KG | 0 |  |  | 147.541
CU109 | OB36 |  | CU15~CU32 | 22.5L*41W*18H | 10 | 0 |  |  | 147.541
CU110 | OB40 |  | CU40 | 27*43*20 | 10 | 0 |  |  | 147.541
CU111 | OB50 |  | CU50 | 29*46*26 | 20 | 0 |  |  | 295.082
CU112 | OB64-72B |  | CU64B~72B | 31*45*20 | 20 | 0 |  |  | 295.082
CU113 | OB64-72 |  | CU64-72 | 42*47*26 | 22 | 0 |  |  | 324.5902
CU114 | OB80-100 |  | CU80~100 | 44.5*47*26 | 23 | 0 |  |  | 339.3443
CU115 | OB125-160 |  | CU125~160 | 57*51*30 | 26 | 0 |  |  | 383.6066
CU116 | OB200 |  | CU200 | 65*58*40 | 45 | 0 |  |  | 663.9344
CU117 | OB250 |  | CU250 | 86*61*40 | 53 | 0 |  |  | 1032.7869
CU118 | OB300-400 |  | CU300~400 | 65*66*40 | 53 | 0 |  |  | 681.4286
CU118.1 | 3/8 wall plug (100pcs) | wall plug | ob15-100 | 0 | 0 | 0 |  |  | 85.7143
CU118.2 | 3/8 wall plug (1pc) |  | 0 | 0 | 0 | 0 |  |  | 1.3333
CU118.3 | 1/2 wall plug (30pcs) | [7 empty] | 76.5
CU118.4 | 1/2 wall plug (1pc) |  | 0 | 0 | 0 | 0 |  |  | 3.06
CU124 | WC-1HP | WC condenser set for aquarium water chiller and hermertic cond unit | 0 | 0 | 0 | 0 |  |  | 802.8735
CU125 | WC-1.5HP |  | 0 | 0 | 0 | 0 |  |  | 889.3369
CU128 | LCU-02 | Lcu condenser set cw metal casing and Heavy duty fan sets | 2.5hp | 1210*530*866 | 1 x 18 | CYQ75-500 |  |  | ~
CU129 | LCU-03 |  | 3hp | 1210*530*866 | 1 x 18 | CYQ75-580 |  |  | 2285.1016
CU130 | LCU-04 |  | 4hp | 1210*530*866 | 1 x 20 | CYQ75-650 |  |  | ~
CU131 | LCU-05 |  | 5hp | 1210*530*1100 | 2 x 16 | CYQ75-820 |  |  | 3002.9108
CU132 | LCU-06 |  | 6hp | 1210*530*1260 | 2 x 18 | CYQ75-1100 |  |  | 3223.6229
CU133 | LCU-08 |  | 8hp | 1210*530*1260 | 2 x 18 | CYQ75-1100 |  |  | 3689.2895
CU134 | LCU-10 |  | 10hp | 1521*560*1350 | 2 x 20 | cr105 |  |  | 4531.4659
CU135 | LCU-12 |  | 12hp | 1521*560*1350 | 2 x 20 | cr106 |  |  | 5118.1812
CU136 | LCU-15 |  | 15hp | 1521*560*1550 | 2 x 20 | cr107 |  |  | 5649.3129
CU137 | LCU-20 |  | 20hp | 1521*560*1550 | 2 x 20 | cr108 |  |  | 6399.0733
CU140 | GREEN COLOUR CAT (1L) |  | 0 | 0 | 0 | 0 |  |  | 28
CU141 | BLUE COLOUR CAT (1L) |  | 0 | 0 | 0 | 0 |  |  | 28
CU142 | CYQ75-500 RECEIVER TANK |  | 2hp | 500mml*75mm | 2.2L | bcu36 |  |  | 115.0748
CU143 | CYQ75-580 RECEIVER TANK |  | 3hp | 580mml*75mm | 2.6L | bcu40 |  |  | 127.4042
CU144 | CYQ75-600 RECEIVER TANK 3/8" | [7 empty] | 143.8435
CU145 | CYQ75-820 RECEIVER TANK | [7 empty] | 168.5024
CU146 | CYQ75-1000 RECEIVER TANK 1/2" | ice cube condenser | [6 empty] | 213.7103
CU146.1 | 4 x 14 x 300 condenser | [7 empty] | 314.9735
CU146.2 | 4 x 16 x 300 condenser | [7 empty] | 348.3236
CU146.3 | 4 x 16 x 400 condenser |  | 1.5HP | 0 | 0 | 0 |  |  | 412.5535
CU147 | 4 x 20 x 400 condenser |  | 2HP | 0 | 0 | 0 |  |  | 531.1317
CU148 | 4 x 24 x 400 condenser |  | 2.5HP | 0 | 0 | 0 |  |  | 621.3006
CU151 | fan motor 25w(for bcu10-22,wcu1-1.5hp) |  | 0 | 0 | 0 | 0 |  |  | 117.5407
CU151.1 | fan motor 40w(for wcu2hp-3hp) |  | 0 | 0 | 0 | 0 |  |  | 143.1585
CU152 | fan motor 85w(for bcu36-100) |  | 0 | 0 | 0 | 0 |  |  | 210.9705
CU153 | fan blade 400mm 25w(for bcu10-22,wcu1-1.5hp) |  | 0 | 0 | 0 | 0 |  |  | 16.5763
CU153.1 | fan blade 400mm 40w(wcu2-3hp) |  | 0 | 0 | 0 | 0 |  |  | 27.1248
CU154 | fan blade 496mm*150mm(bcu36-100) |  | 0 | 0 | 0 | 0 |  |  | 37.6733
CU155 | fan cover (bcu10-22) |  | 0 | 0 | 0 | 0 |  |  | 21.097
CU156 | fan cover (bcu36-100) |  | 0 | 0 | 0 | 0 |  |  | 36.1664
CU157 | 15hp 2*41*2r left/right condenser (705+935mm) |  | 0 | 0 | 0 | 0 |  |  | 4612.5219
CU158 | 15hp 2*41*2r left/right condenser (780+960mm) |  | 0 | 0 | 0 | 0 |  |  | 4669.9191
CU159 | 7.5hp 1*36*3r L shape condenser (280+880mm) |  | 0 | 0 | 0 | 0 |  |  | 2684.2224

## quickool
WELLER AIR-COND PARTS ENTERPRISE SDN BHD (613386-K) www.weller.com.my
No. 9, Jalan Kuari, Kampung Cheras Baru, 56100 Kuala Lumpur.
Tel: 03-42800331 Fax: 03-42953202 H/P:016-6666331
TO :OUR VALUE DEALER
FROM:LEONG
DATE :15.1.26
USD RATE : | 4.1 | [6 empty] | 0
Warrantly 1year on parts only
ITEM CODE | MODEL | Dimension | System | cond unit model | fan sets | cappillary tube | blower | (RM) | PIC
CAB001 | Mini 2 Door cabinet c/w 1/3hp cond unit | 760*585*1830 | Piping system -18c ~ 0c | KK270CZ1 cw cs030 | 10watts | 0.049*54" (0.4kg) | ~ | 2651.5402
CAB002 | 2 Door cabinet c/w 3/8hp cond unit R134 | 840*685*2080 |  | K325CZ1 cs033 | 10watts | 0.049*54" | ~ | 3365.7865
CAB003 | 4 Door cabinet c/w 1/2hp cond unit R134 | 1300*685*2080 |  | K400CZ1 cw cs060 | 16watts | 0.042*52" (0.8kg) | ~ | 4197.7777
CAB004 | 6 Door cabinet c/w 5/8hp cond unit R404 | 1930*685*2080 |  | ne2178ck,mpt16la cw cs075 | 18watts cw hi/lo switch | 0.055*60" | ~ | 5436.0824
CAB005 | 6 Door cabinet c/w 3/4hp cond unit R404 | 1930*685*2080 |  | ne2180ck,mpt18la cw cs075 | 25watts cw hi/lo switch | 0.055*60" (0.9kg) | ~ | 5543.8001
CAB006 | 2 Door cabinet full piping (8rack 32ice)c/w ice tray | 840*685*2080 |  | Nct2195ck cw cs145 | 0 | 0 | ~ | 5865.7813
CAB007 | 2 Door cabinet full piping (10rack 40ice)c/w ice tray | 840*685*2080 |  | Nct2195ck cw cs145 | 0 | 0 | ~ | 6445.2374
CAB008 | 4 Door cabinet full piping (10rack 60ice)c/w ice tray | 1300*685*2080 |  | 2 x Nct2195ck cw cs145 | 0 | 0 | ~ | 10105.8688
CAB009 | 6 Door cabinet full piping (10rack 100ice)c/w ice tray | 1930*685*2080 |  | 2 x Nct2212ck cw cs170 | 0 | 0 | ~ | 12800.9362
CAB010 | 2 Door chiller c/w 1/3hp cond unit R134 | 710*760*2060 | Chiller 0 ~ 5c blower system | KK270CZ1 cw cs030 | 0 | 0 | 5 X 14 X 4R | 2923.8278
CAB011 | 4 Door chiller c/w 1/2hp cond unit R134 | 1300*760*2060 |  | KK375CZ1 cw cs050 | 0 | 0 | 5 X 20 X 4R | 3705.338
CAB012 | 6 Door chiller c/w 1/2hp (B) cond unit R134 | 1930*760*2060 |  | K400CZ1 cw cs060 | 0 | 0 | 5 X 33 X 4R | 4977.4043
CAB013 | 2 Door frezzer c/w 1/3hp cond unit R404 | 710*760*2060 | Frezzer 0c ~ -10c blower system | NE2150 cw cs050 | 0 | 0 | UC100 | 3459.8339
CAB014 | 4 Door frezzer c/w 3/4hp cond unit R404 | 1300*760*2060 |  | Mpt18 cw cs075 | 0 | 0 | UC150 | 4476.2588
CAB015 | 6 Door frezzer c/w 1hp cond unit R404 | 1930*760*2060 |  | Nct2195ck cw cs145 | 0 | 0 | UC200 | 6183.8149
CAB016 | 2 Door frezzer c/w 1/2hp cond unit R404 | 710*760*2060 | Frezzer -10c ~ -25c blower system | Mpt18 cw cs075 | 0 | 0 | UC100 | 3673.8347
CAB017 | 4 Door frezzer c/w 1hp cond unit R404 | 1300*760*2060 |  | Nct2195ck cw cs145 | 0 | 0 | UC200 | 5051.9584
CAB018 | 6 Door frezzer c/w 1.5hp cond unit R404 | 1930*760*2060 |  | Nct2212ck cw cs170 | 0 | 0 | UC300 | 6681.1871
CAB019 | 1.2m counter chiller (4ft) 1/4hp R134 | 1200*750*840 | Chiller 0 ~ 5c blower system | KK270CZ1 cw cs039 | 0 | 0 | 8*11*3R | 2669.301
CAB020 | 1.5m counter chiller (5ft) 1/3hp R134 | 1500*750*840 |  | KK270CZ1 cw cs039 | 0 | 0 | 8*11*3R | 2863.6026
CAB021 | 1.8m counter chiller (6ft) 3/8hp R134 | 1800*750*840 |  | K325CZ1 cs054 | 0 | 0 | 12*11*3R | 3220.164
CAB022 | 2.1m counter chiller (7ft) 1/2hp R134 | 2100*750*840 |  | KK375CZ1 cw cs054 | 0 | 0 | 12*11*3R | 3555.183
CAB023 | 1.2m counter frezzer (4ft) 1/2hp R134 | 1200*750*840 | Frezzer -25c ~ -10c blower system | KK375CZ1 cw cs054 | 0 | 0 | 12*11*3R | 2767.1125
CAB024 | 1.5m counter frezzer (5ft) 1/2hp R134 | 1500*750*840 |  | K400CZ1 cw cs066 axial | 0 | 0 | 12*11*3R | 2996.3363
CAB025 | 1.8m counter frezzer (6ft) 1/2hp R404 | 1800*750*840 |  | ne2170ck cw066 axial | 0 | 0 | 12 x 13 x 3R (330) | 3486.293
CAB026 | 2.1m counter frezzer (7ft) 5/8hp R404 | 2100*750*840 |  | mpt16la cw cs083 axial | 0 | 0 | 12 x 13 x 3R (330) | 3924.704
CAB027 | 1 Glass Door chiller c/w 1/3hp cond unit R134 | 610*760*2030 | Chiller 0 ~ 5c blower system | KK270CZ1 cw cs030 | 0 | 410.6817 | 5 X 14 X 4R | 2639.37
CAB028 | 2 Glass Door chiller c/w 1/2hp cond unit R134 | 1215*760*2030 |  | KK375CZ1 cw cs050 | 0 | 0 | 5 X 20 X 4R | 3541.1147
CAB029 | 3 Glass Door chiller c/w 1/2hp B cond unit R134 | 1810*760*2030 |  | K400CZ1 cw cs060 | 0 | 0 | 5 X 33 X 4R | 4539.8249
CAB030 | 1 Glass Door Frezzer c/w 5/8hp cond unit R404 | 610*760*2030 | Frezzer -10c ~ -25c blower system | ne2178ck,mpt16la cw cs075 | 0 | 0 | UC100 | 3356.309
CAB031 | 2 Glass Door Frezzer c/w 1hp cond unit R404 | 1215*760*2030 |  | Nct2195ck cw cs145 axial | 0 | 0 | UC200 | 5110.1856
CAB032 | 3 Glass Door Frezzer c/w 1 1/2hp cond unit R404 | 1810*760*2030 |  | Nct2212ck cw cs170 axial | 0 | 0 | UC300 | 6546.2962
CAB033 | 398L Chest frezzer (300L) internal s/steel |  |  |  | 46000 |  |  | 1319.0748
CAB034 | 498L Chest frezzer (400L) internal s/steel | [6 empty] | 1447.1404
CAB035 | 598L Chest frezzer (500L) internal s/steel | [6 empty] | ~
CAB036 | 798L Chest frezzer (700L) internal s/steel | [6 empty] | 2023.4352
CAB037 | 1088L Chest frezzer (1000L) internal s/steel | [6 empty] | ~
CAB043 | 3 Big Glass Door Frezzer c/w 1 1/2hp cond unit R404 | 2067*813*2330 | 778.3303 | pic
0 | 0 |  | 0.5
ITEM CODE | PRODUCT |  | (RM)
CAB044 | ICE TRAY (395mm*165mm*105mmH) |  | 22
CAB045 | 60% tin solder bar |  | 191.6667
CAB046 | C.F hinge- 6" (1pair) |  | 53.5088
CAB047 | 3mm clear float glass (457mm x 914mm) |  | 29.3297
CAB048 | 17mm x 69mm hardwood planed 2' up |  | 2.8674
0 | Masking tape 35mm x50m more glue |  | 4.5966
0 | Masking tape 35mmx50m |  | 4.0454
0 | Aluminium foil tape 48mm x 30m |  | 10.5926
0 | Aluminium foil tape 60mm x 30m |  | 12.537
0 | Aluminium foil tape 75mm x 30m |  | 15.8889
0 | OPP tape 48mm x 80m |  | 4.2778
CAB049 | 13amp plug top UMS |  | 4.4444
CAB050 | 40/076 3core wire 1mm |  | 3.537
CAB051 | 70/076 3core wire 1.5mm |  | 0
CAB052 | 2ft led 10watts advertise |  | 8
CAB053 | 4ft led 18watts advertise |  | 8
CAB054 | led clip |  | 0.625
CAB055 | led connector 15amp 12way |  | 70.3704
CAB056 | PVC wire cable 2core 70m |  | 0
CAB058 | 3" pp castor wheel adjustable c/w stopper white |  | 7.583
CAB059 | Pilaster s/steel 400mm (HG-600) |  | 1.3228
CAB060 | Pilaster s/steel 600mm (HG-600) |  | 1.5873
CAB061 | Pilaster s/steel 1200mm (HG-1200) |  | 3.1746
CAB062 | Pilaster clip aluminium (HG-1201) |  | 0.48501
CAB063 | PVC SheIving 23"x21" | 4Door & 6Door (4pcs/Fridge) | 27.5435
CAB064 | PVC SheIving 25"x21" | 6Door (2pcs/Middle of Fridge) | 29.8081
CAB065 | PVC SheIving 24-6/8"x18" | Mini 2Door (2pcs/Fridge) | 26.4056
CAB066 | PVC SheIving 28"x21" | 2Door Big (2pcs/Fridge) | 32.0727
CAB067 | PVC Shelving 13 3/4" x 22" 1/4" | 1.2m counter-4pcs | 14.6774
CAB068 | PVC Shelving 19 3/4" x 22" 1/4" | 1.5m 2door counter-4pcs | 21.6667
CAB069 | PVC SheIving 17" x 22 1/4" | 1.8m 3door counter-6pcs | 18.172
CAB070 | PVC SheIving 21" x 22 1/4" | 2.1m 3door counter-6pcs | 22.3656
CAB071 | PVC SheIving 23"x23" 1 stopper | 2,4&6 door upright 4,8,8pcs | 24.4624
CAB072 | PVC SheIving 25"x23" 1 stopper | 6 door upright centre 4pcs | 26.5591
CAB072.01 | PVC SheIving 19 3/4"x221/4" 1stopper | 1 glass door chiller -4pcs | 20.9677
CAB072.02 | PVC SheIving 21"x221/4" 1stopper | 2&3 glass door chiller -8pcs | 22.3656
CAB072.03 | PVC SheIving 22 3/4"x22 1/4" 1 stopper | 3 glass door chiller centre -4pcs | 23.7634
CAB072.04 | PVC SheIving 19 3/4"x221/4" 2stopper for price pad | 1 glass door chiller -4pcs | ~
CAB072.05 | PVC SheIving 21"x221/4" 2stopper for price pad | 2&3 glass door chiller -8pcs | ~
CAB072.06 | PVC SheIving 22 3/4"x22 1/4" 2stopper for price pad | 3 glass door chiller centre -4pcs | ~
CAB072.07 | PVC SheIving 18 3/4"x221/4" 1stopper | 1 glass frezzer door -4pcs | 19.5699
CAB072.08 | PVC SheIving 20 3/4"x221/4" 1stopper | 2 glass frezzer door -8pcs | 22.3656
CAB072.09 | PVC SheIving 21"x22 1/4" 1 stopper | 3 glass frezzer door -8pcs | 22.3656
CAB072.10 | PVC SheIving 21 3/4"x22 1/4" 1 stopper | 3 glass frezzer door centre -4pcs | 23.0645
CAB072.11 | PVC SheIving 18 3/4"x221/4" 2stopper | 1 glass frezzer door -4pcs | ~
CAB072.12 | PVC SheIving 20 3/4"x221/4" 2stopper | 2 glass frezzer door -8pcs | ~
CAB072.13 | PVC SheIving 21"x22 1/4" 2stopper | 3 glass frezzer door -8pcs | ~
CAB072.14 | PVC SheIving 21 3/4"x22 1/4" 2stopper | 3 glass frezzer door centre -4pcs | ~
CAB072.15 | PVC SheIving 24 1/2"x24 1/4" 2stopper | 2&3 big glass chiller door -12pcs | ~
CAB072.16 | PVC SheIving 25 3/4"x24 1/4" 2stopper | 3 big glass chiller door centre -6pcs | ~
CAB072.17 | custom made shelving cost base on kgs
0 | custom made shelving base on size less than 20pcs quantity
CAB082 | 578*715 magnetic gasket | 2door | 25.1961
CAB083 | 534*715 magnetic gasket | 4door&6door | 24.7168
CAB084 | 383*575 magnetic gasket | 1.5m counter | 21.5468
CAB085 | 528*575 magnetic gasket | 1.8m counter | 23.1264
CAB086 | 420*575 magnetic gasket | 2.1m counter | 21.9499
CAB087 | custom made gasket | 0 | 26.669
CAB088 | HG-036 pvc door rail 3.4m | 0 | 20.008
CAB089 | Gasket welding machine | 0 | ~
CAB090 | Mould welding machine | 0 | ~
CAB091 | 3MM TEMPERED GLASS + 3MM NORMAL GLASS (595*985MM) | 0 | 150.2419
CAB092 | 3MM TEMPERED GLASS + 3MM TEMPER GLASS (700*865MM) | 0 | 155.3349
CAB093 | 4mm+3mm heater glass door (1473*584mm) chiller right (grey) | 2door&3door glass door | 435.4469
CAB094 | 4mm+3mm heater glass door (1473*584mm) chiller left (grey) | 2door&3door glass door | 435.4469
CAB095 | 4mm+3mm heater glass door (1473*584mm) chiller right (black) | 2door&3door glass door | 435.4469
CAB096 | 4mm+3mm heater glass door (1473*584mm) chiller left (black) | 2door&3door glass door | 435.4469
CAB105 | 4mm + 3mm + 3mm heater glass door (1770*670mm) frezzer right (black) | 0 | 704.4818
CAB106 | 4mm + 3mm + 3mm heater glass door (1770*670mm) frezzer left (black) | 0 | 704.4818
CAB107 | 4MM HEATED GLASS + 3MM NORMAL GLASS (1801*762MM) | 0 | 547.619
CAB108 | 1500*1850mm INTEGRATED DOOR WITH FRAME (2 DOOR) | 723mm*1800mm(28.5"*71") | 3818.6819
CAB109 | 2250*1850mm INTEGRATED DOOR WITH FRAME (3 DOOR) | 723mm*1800mm(28.5"*71") | 5650.9921
CAB110 | 720*560mm MATCHING SHELVES (LOAD 50KG) | 0 | 57.2956
CAB111 | TOP FIXING GRID SHELVES | 0 | 63.6618
CAB112 | 50*16*1900 ALUMINIUM COLUMN LIGHT (大立柱) | 0 | 72.8291
CAB113 | 50*16*2150 ALUMINIUM COLUMN LIGHT (大立柱) | 0 | 77.0308
CAB114 | 50*16*2600 ALUMINIUM COLUMN LIGHT (大立柱) | 0 | 81.2325
CAB115 | 520*30*30 LOWER BRACKET (下固定槽) | 0 | 11.9048
CAB116 | ALUMINIUM FIXING GROOVE (铝固定套) | 0 | 11.9048
CAB117 | S/STEEL HOCK (不锈钢挂钩) PILASTER CLIP | 0 | 0.70028
CAB119 | 750mm pvc price tag (标价条) | 0 | 2.521
CAB120 | Advertising board 1door frame (608*270mm) grey | 0 | 45.7516
CAB124 | Advertising board 2door frame (1210*270mm) black | 0 | 71.5842
CAB126 | PVC Ankle lock | 0 | 0.35014
CAB127 | Digital 1door channel (608*55*50mm)grey | 1door | 11.9048
CAB128 | Digital 2door channel (1210*55*50mm)grey | 2door | 22.9342
CAB130 | Digital aluminium channel (4150*55*50mm)grey | 0 | 77.0308
CAB131 | Digital 1door channel (608*55*50mm)black | 1door | 12.9552
CAB132 | Digital 2door channel (1210*55*50mm)black | 2door | 24.8599
CAB134 | Digital aluminium channel (4150*55*50mm)black | 0 | 84.0336
CAB135 | Bottom 1door channel (608*93*50mm)grey | 1door | 14.1807
CAB136 | Bottom 2door channel (1210*93*50mm)grey | 2door | 27.486
CAB138 | Bottom aluminium channel (4150*93*50mm)grey | 0 | 92.7871
CAB139 | Bottom 1door channel (608*93*50mm)black | 1door | 15.4062
CAB140 | Bottom 2door channel (1210*93*50mm)black | 2door | 29.7619
CAB141 | Bottom 3door channel (1806*93*50mm)black | 3door | 44.1176
CAB142 | Bottom aluminium channel (4150*93*50mm)black | 0 | 101.5406
CAB143 | Digital aluminium pvc plug 55mm grey | 0 | 0.96289
CAB144 | Digital aluminium pvc plug 55mm black | 0 | 0.96289
CAB146 | Bottom aluminium pvc plug 93mm black | 0 | 1.5756
CAB147 | advertising board 1door (603*265) white | 0 | 14.9393
CAB149 | advertising board 3door (1801*265) white | 0 | 44.5067
CAB150 | advertising board 4door (1801*265) white | 0 | 0
CAB151 | HM40-15w led light 1.236m | 1door-1pc,2door-1pcs,3door-2pcs | 18.4619
CAB152 | HM40-17w led light 1.436m | 1door-1pc,2door-1pcs,3door-2pcs | 22.2816
CAB153 | 1m wire cw clip | 0 | ~
CAB154 | PVC internal door frame 500mm | 2,3 glass door | 1.8571
CAB155 | PVC internal door frame 1397mm | 2,3 glass door | 5.1818
CAB156 | PVC internal door frame 510mm | 4d,6d upright | 1.8943
CAB157 | PVC internal door frame 692mm | 4d,6d upright | 2.5703
CAB158 | PVC internal door frame 293mm | 1.2m counter | 1.0883
CAB159 | PVC internal door frame 442mm | 1.5m counter | 1.6417
#REF! | #REF! | #REF! | #REF!
CAB161 | PVC internal door frame 458mm | 2.1m counter | 1.7011
CAB162 | PVC internal door frame 550mm | all counter | 2.0429
CAB163 | PVC internal door frame 3.1m | 0 | 11.5584
CAB164 | BLOWER COVER 500mm | 1door | ~
CAB165 | BLOWER COVER 700mm | 2door | ~
CAB166 | BLOWER COVER 1000mm | 3door | ~
CAB167 | BLOWER COVER 1400mm | 4door | ~
CAB168 | RH-4.2m WHITE DOOR HEATER (60°c) | 0 | 21.0084
CAB169 | RH-4.4m WHITE DOOR HEATER (60°c) | 0 | 21.8838
CAB170 | RH-4.5m WHITE DOOR HEATER (60°c) | 0 | 22.7591
CAB171 | RH-4.8m WHITE DOOR HEATER (60°c) | 0 | 24.5098
CAB172 | RH-4.9m WHITE DOOR HEATER (60°c) | 0 | 24.5098
CAB173 | RH-5.3m WHITE DOOR HEATER (60°c) | 0 | 26.2605
CAB174 | RH-5.5m WHITE DOOR HEATER (60°c) | 0 | 28.0112
CAB175 | RH-6.4m WHITE DOOR HEATER (60°c) | 0 | 32.388
CAB176 | RH-6.8m WHITE DOOR HEATER (60°c) | 0 | 35.014
CAB177 | RH-7m WHITE DOOR HEATER (60°c) | 0 | 35.014
CAB178 | RH-8.2m WHITE DOOR HEATER (60°c) | 0 | 41.1415
CAB179 | RH-10.3m WHITE DOOR HEATER (60°c) | 0 | 51.6457
CAB180 | RH-10.4m WHITE DOOR HEATER (60°c) | 0 | 52.521
CAB181 | RH-12.2m WHITE DOOR HEATER (60°c) | 0 | 61.2745
CAB182 | RH-15.5m WHITE DOOR HEATER (60°c) | 0 | 77.0308
CAB183 | RH-15.6m WHITE DOOR HEATER (60°c) | 0 | 78.7815
CAB184 | HAIER FRIDGE DOOR SWITCH | 0 | 6.8627
CAB185 | LS711 ABS NYLON HIDDEN HANDLE | 0 | 0.98039
CAB186 | SENSOR PROBE HOLDER | 0 | 0.35014
CAB187 | PU END CAP | 0 | 0.46685
CAB188 | PU END CAP | 0 | 0.46685
CAB189 | WATERPROOF TRANSPARENT PROTECTIVE COVER DISPLAY | 0 | 4.0016
CAB190 | SENSOR PROBE HOLDER | 0 | 0.40016
CAB191 | WIRE HOLDER | 0 | 1.0004
CAB192 | 4" PLASTIC VIDEO FAN GUARD | 0 | 1.6006
CAB193 | 6" PLASTIC VIDEO FAN GUARD | 0 | 2.8011
CAB194 | BLOWER FAN GUARD 200MM | 0 | 6.2247
CAB195 | CONDENSER FAN GUARD 200MM | 0 | 7.0028
CAB196 | Upper door hinges | 0 | 3.1124
CAB197 | Middle door hinges | 0 | 3.1124
CAB198 | Bottom door hinges | 0 | 3.1124
CAB199 | 3KG DEHUMIDIFIER | 0 | 1047.1781
CAB200 | HIGH 330 SIDEBOARD (BLACK/GREY) | 0 | 7.8782
CAB201 | 200mm FAN GUARD | 0 | 7.1584
CAB202 | 230mm FAN GUARD | 0 | 9.3371
CAB203 | EXTRA LONG ELBOW DRAIN PIPE FITTING 加长弯头出水嘴 | 0 | 2.1008
CAB204 | POST GUARD 大直座 | 0 | 1.4006
CAB205 | UPPER LEFT DOOR HINGES | 0 | 7.7809
CAB206 | UPPER RIGHT DOOR HINGES | 0 | 7.7809
CAB207 | MIDDLE LEFT DOOR HINGES | 0 | 7.7809
CAB208 | MIDDLE RIGHT DOOR HINGES | 0 | 7.7809
CAB209 | LOWER LEFT DOOR HINGES | 0 | 7.7809
CAB213 | LOWER RIGHT DOOR HINGES | 0 | 7.7809

## RACK
WELLER AIR-COND PARTS ENTERPRISE SDN BHD (613386-K)
DATE :15.1.26
USD RATE : | 4.1
Item code | DESC. | Dimension | Weight （kg） | lgths | quantity | total weight | RM | total rm | PICTURE | QTY-PCS | T-weight-KG | REORDER LEVEL | REORDER QTY
RAC001 | upright Post 立柱 | 11000*900*100*70*2.0 | 45.1 | 4.1 |  |  | 331.9633 |  | =DISPIMG("ID_4F4D5FD4221844B3BAC4C5FCB86F69E3",1) | 450 | 20295
RAC002 | Foot plate | 120*120 |  |  |  |  | 7.8378
RAC003 | 横 支 Bracing | 40*25*1.5 C型*828 | 0.9 | 2 |  |  | 6.625 |  | =DISPIMG("ID_26C9986488344784A3A12DBC0C0B5F4D",1) | 750 | 675
RAC004 | 斜 支 Bracing | 40*25*1.5 C型*1030 | 1.13 | 10 |  |  | 8.3067 |  |  | 5000 | 5650
RAC005 | Upright Post Set | 612.6mm(230mm) | 6 | 62.3 | 10 | 623 | 302.6123 | 3026.1228
RAC006 | Beam 横梁 | 2700*120*45*1.5 | 13.7 | 8 | 9 | 986.4 | 100.87 | 7262.64 | =DISPIMG("ID_5B50BE1DB98C4567993D6A5F26792F33",1) | 2000 | 27400
RAC007 | Beam 横梁 | 2460*100*45*1.5 | 12.6 | 8 |  | 0 | 92.75 | 0 |  | 2000 | 25200
RAC008 | row spacer 连接杆 | 250*60*40 | 1.1 | 6 | 10 | 66 | 9.744 | 584.64 | =DISPIMG("ID_0E87DF8BB7EC46E5880226BA3CE7A3E0",1) | 600 | 660 |  |  | 2m height install 1pcs
RAC009 | Post guard U型防撞柱 | H300 | 3.5 |  | 10 | 35 | 30.698 | 306.98 |  | 125 | 437.5
RAC010 | Pallet support 支撑梁 | 900*60*40 | 2.3 | 4 | 36 | 331.2 | 18.4945 | 2663.2145 | =DISPIMG("ID_6FC152D1CE6B42CB8D590A2DA910557B",1) | 8000 | 18400 |  |  | 4pcs per rack
RAC011 | Crash barrier 防撞栏 | L2050*H500 | 18.3 |  |  |  | 146.88 | 0 | =DISPIMG("ID_65FA1E08635043859F11F6AEACBF64C9",1) | 50 | 915
RAC012 | Crash barrier 防撞栏 | L900*H500 | 10.8 |  |  |  | 86.7273 | 0 |  | 10 | 108
| 2ton above-rm800/ton ,install wood slab -rm500/ton |  |  |  |  | 2041.6 |  | 13843.5974 |  | Total:KG | 99740.5
below 2ton -rm1200-rm1500/ton

## Weiguang
WELLER AIR-COND PARTS ENTERPRISE SDN BHD (613386-K)
DATE :15.1.26
PRICE WILL UPDATE OR CHANGE EVERYWEEK DUE TO THE DATE
ITEM | MODEL | DECRIPTION | WATTS | RM | PICTURE
WEI001 | YWF4E-200-G (8") (1PH) (230V) | WEIGUANG AXIAL FAN SETS 1PH & 3PH (230V , 380V ~ 415V) | 40 | 125.2174
WEI002 | YWF4E-250-G (10") (1PH) (230V) |  | 50 | 128.6324
WEI002.1 | YWF2E-250-G (10") (1PH) (230V) 2500rpm |  | 50 | 135.0641
WEI003 | YWF4E-250B (10") (1PH) (230V) |  | 50 | 128.6324
WEI004 | YWF4E-300-G (12") (1PH) (230V) |  | 85 | 140.0158
WEI004.1 | YWF4D-300-G (12") (3PH) (415V) |  | 85 | 140.0158
WEI005 | YWF4E-300B (12") (1PH) (230V) |  | 85 | 140.0158
WEI005.1 | YWF2E-300-S (12") 7BLADE (230V) heavy 2m wire |  | 85 | 152.0862
WEI005.2 | YWF2D-300-S (12") 7BLADE (415V) heavy 2m wire |  | 85 | 152.0862
WEI005.3 | YWF2D-300-B (12") 7BLADE (415V) heavy |  | 85 | 152.0862
WEI006 | YWF4E-330-G (13") (1PH) (230V) |  | 95 | 155.9526
WEI007 | YWF4E-350-G (14") (1PH) (230V) |  | 140 | 179.8578
WEI008 | YWF4D-350-G (14") (3PH ) (415V) |  | 140 | 179.8578
WEI009 | YWF4E-400-G (16") (1PH) (230V) |  | 180 | 199.2095
WEI010 | YWF4D-400-G (16") (3PH ) (415V) |  | 180 | 199.2095
WEI011 | YWF6E-400-G (16") (1PH) (230V) 6poles |  | 108 | 199.2095
WEI012 | YWF6D-400-G (16") (3PH ) (415V) 6poles |  | 108 | 199.2095
WEI013 | YWF4E-450-G (18") (1PH) (230V) |  | 250 | 226.5297
WEI014 | YWF4D-450-G (18") (3PH ) (415V) |  | 250 | 226.5297
WEI015 | YWF6D-450-G (18") (3PH ) (415V) 6poles |  | 150 | 226.5297
WEI016 | YWF4E-500-G (20") (1PH) (230V) |  | 420 | 288.5123
WEI017 | YWF4D-500-G (20") (3PH ) (415V) |  | 450 | 288.5123
WEI018 | YWF6D-500-G (20") (3PH ) (415V) 6poles |  | 230 | 288.5123
WEI019 | YWF4D-550-G (22") (3PH ) (415V) |  | 600 | 342.6404
WEI020 | YWF4D-600-G (24") (3PH ) (415V) |  | 780 | 421.1859
WEI021 | YWF4D-630-G (26") (3PH ) (415V) |  | 800 | 459.8894
WEI022 | YWF6D-710-G (28") (3PH ) (415V) |  | 900 | 1024.5062
WEI023 | YWF6D-800-G (32") (3PH ) (415V) |  | 1200 | 1325.2864
WEI023.01 | YWF4D-350-G (14") (3PH ) (415V) cw 1.5m wire |  | 140 | 179.8578
WEI023.1 | YWF4D-400-G (16") (3PH ) (415V) cw 1.5m wire |  | 180 | 199.2095
WEI023.2 | YWF4D-450-G (18") (3PH ) (415V) cw 1.5m wire |  | 250 | 226.5297
WEI023.3 | YWF4D-500-G (20") (3PH ) (415V) cw 1.5m wire |  | 450 | 288.5123
WEI023.4 | YWF4E-350-S-102/47 (14") (1PH) heavy duty | WEIGUANG heavy duty fan sets 1PH & 3PH (230V , 380V ~ 415V) | 165 | ~
WEI023.5 | YWF4D-350-S-102/47 (14") (3PH ) heavy duty |  | 165 | ~
WEI024 | YWF4E-400-J (16") (1PH) (230V) |  | 200 | 228.1855
WEI025 | YWF4D-400-J (16") (3PH ) (415V) |  | 200 | 228.1855
WEI025.1 | YWF4E-400S-102/60 (16") (1PH) heavy duty |  | 205 | 276.7783
WEI025.2 | YWF4D-400S-102/60 (16") (3PH ) heavy duty |  | 205 | 276.7783
WEI025.3 | YWF4D-450S-137/35 (18") (3PH ) heavy duty 7 blade |  | 370 | 367.2953
WEI026 | YWF4D-500S-145/6SA2-G (aluminum die cast) |  | 800 | 671.5172
WEI026.1 | YWF4D-500S 137/60-G (20") (3PH ) (415V) 7blade |  | 750 | 410.7338
WEI026.2 | YWF4D-630S-168/80G (26") (3PH ) Heavy duty |  | 1900 | 893.1831
WEI026.3 | YWF4D-630S-180/105A2-G (aluminium die cast) |  | 2700 | 1476.034
WEI026.4 | YWF4E-300-G (12") (1PH) (230V)S/S | WEIGUANG heavy duty fan sets 1PH & 3PH (230V , 380V ~ 415V)S/Steel fan blade & guard | 85 | 228.1855
WEI026.5 | YWF2D-300-S (12") 7BLADE (415V)S/S heavy 2m wire |  | 85 | 229.4894
WEI026.6 | YWF4E-350-G (14") (1PH) (230V)S/S |  | 165 | 273.8226
WEI026.7 | YWF4E-400-J (16") (1PH) (230V)S/S |  | 205 | 339.0184
WEI026.8 | YWF4D-400-J (16") (3PH ) (415V)S/S |  | 205 | 339.0184
WEI026.9 | YWF4D-500S 137/60-G (20") (3PH ) (415V)S/S 7blade |  | 750 | 495.4884
WEI026.10 | YWF4D-630S 168/80G (26") (3PH )S/S Heavy duty |  | 1900 | ~
WEI027 | YWF4D-500-S 137/35-G (20") (3PH ) (415V) | WEIGUANG end plate TYPE FAN SETS 1PH & 3PH (230V , 380V ~ 415V) | 750 | 530.0271
WEI027.1 | YWF4D-550-BS(22") (3PH ) (415V) |  | 600 | ~
WEI028 | YWF4D-630S-180/100-B1 (26") (3PH )heavy duty plate |  | 2600 | 1454.7347
WEI028.1 | YWF4D-630S-180/75-B1 (26") (3PH )heavy duty plate |  | 1900 | 1027.9212
WEI060 | YWF.A6T-710S-7FIS01(28")(3PH 415V) dunli |  | 1100 c/w plate | 1156.4525
WEI028.2 | YWF6D-800-180/75-B1 (32") (3PH ) end plate |  | 1200 | 1721.3892
WEI029 | YWF6D-800-180/105-B1 (32") (3PH ) heavy duty plate |  | 1900 | 2276.6804
WEI029.1 | YWF6D-910S-180/120-B1 (36") (3PH) heavy duty plate |  | 2500 | 2504.3485
WEI029.2 | 16" AIR DIRECTOR | AIR DIRECTOR | 0 | 72.9516
WEI029.3 | 20" AIR DIRECTOR |  | 0 | 83.6176
WEI029.4 | YZF5-13B (5WATTS) 200MM c/w 1.2m wire | BEARING TYPE | 200 28° | 32.0513
WEI029.5 | YZF10-20B (10WATTS) 230MM c/w 1.2m wire |  | 230 28°,250 22° | 38.3598
WEI029.7 | YZF18-30B (18WATTS) 300MM |  | 300 22° | 47.3138
WEI029.8 | YZF25-40B (25WATTS) 300MM |  | 300 25° | 60.7641
0 | H72 10WATTS FAN STAND |  | 0 | 1.6844
0 | H109 18WATTS FAN STAND |  | 0 | 2.9859
WEI030 | YZF5-13 (5WATTS) 200MM | SHADED POLE MOTOR | 200 28° | 28.5918
WEI031 | YZF10-20 (10WATTS) 230MM |  | 230 28°,250 22° | 34.3915
WEI032 | YZF16-25 (16WATTS) 254MM |  | 250 28° | 40.4965
WEI033 | YZF18-30 (18WATTS) 300MM |  | 300 22° | 43.4473
WEI034 | YZF25-40 (25WATTS) 300MM |  | 300 25° | 52.5031
WEI034.1 | YZF34-45 (34WATTS) 300MM |  | 300 28° | 57.1836
WEI034.01 | ECM5310H (ec fan) 7/11w |  |  | 54.1126
WEI034.02 | 200mm PLASTIC RING |  |  | 11.6041
WEI034.03 | 8W EC Q FAN (Replacement 10w motor) |  |  | 34.8725
WEI034.04 | Fan motor bracket |  |  | 0.60125
WEI034.2 | φ154 RING | RING |  | 7.3775
WEI034.3 | φ172 RING |  |  | 8.8226
WEI035 | φ200 RING |  |  | 9.5831
WEI035.1 | φ230 RING |  |  | 11.4085
WEI035.2 | φ254 RING |  |  | 12.093
WEI035.3 | φ300 RING |  |  | 13.9944
WEI035.4 | φ154/H11 GUARD | FAN GUARD |  | 4.2756
WEI035.5 | φ172/H11 GUARD |  |  | 5.0127
WEI036 | φ200/H50 GUARD |  |  | 8.802
WEI036.1 | φ230/H50 GUARD |  |  | 9.2883
WEI037 | φ254/H50 GUARD |  |  | 12.0987
WEI038 | φ300/H50 GUARD |  |  | 13.1437
WEI038.1 | φ154 BLADE | FAN BLADE |  | 1.8158
WEI038.2 | φ172 BLADE |  |  | 2.2246
WEI039 | φ200 BLADE 28° |  |  | 3.2949
WEI039.01 | φ200 BLADE 28°(B) |  |  | 3.2949
WEI039.1 | φ230 BLADE 28° |  |  | 4.0404
WEI040 | φ250 BLADE 22° |  |  | 5.772
WEI040.0 | φ250 BLADE 28° |  |  | 5.772
WEI040.1 | φ250 BLADE 28°(B) |  |  | 5.772
WEI041 | φ300 BLADE 22° |  |  | 8.5317
WEI041.0 | φ300 BLADE 25° |  |  | 8.5317
WEI041.1 | YJF-12038HS 4" (sleeve bearing) | Video Fan (Sleeve (Bearing type) |  | 22.3036
WEI042 | YJF-12038HB 4" (Bearing type) | Video Fan (Bearing type) |  | 27.9813
WEI042.1 | VIDEO FAN GUARD 4" |  |  | 1.2401
WEI042.2 | VIDEO FAN GUARD 6" | Video Fan (Bearing type) |  | 2.3148
WEI043 | YJF15050HB 6" (Bearing type) | Shaded pole motor c/w 124mm fan blade |  | 53.2991
PRICE VALID : For intend order only and ex-factory at K.L price
*PRICE WILL BE CHANGE ON THE FINAL PAYMENT DUE TO THE CURRENCY RATE
*PLEASE EMAIL OR FAX OVER THE BANK IN SLIP
BANK ACC :HONG LEONG BANK BHD 36600016285 , PUBLIC BANK BHD 3119617816
BENEFICIARY :WELLER AIR-COND PARTS ENTERPRICE SDN BHD

## ZIEHL
WELLER AIR-COND PARTS ENTERPRISE SDN BHD (613386-K)
DATE :15.1.26
ITEM CODE | GUARANTEE GENUINE GERMANY FAN SETS | PH & Voltage | BRAND | 1Pallet quantity | RM | PICTURE
ZI 001.1 | (16") FN040-VDK Ziehhlabegg fan (1PH) | 1PH (230V) | Ziehhlabegg | 28 | 501.1111
ZI001 | (16") FN040-VDK Ziehhlabegg fan (3ph) | 3PH (415V) |  | 28 | ~
ZI002 | (20") FN050-VDK Ziehhlabegg fan | 3PH (415V) |  | 28 | ~
ZI003 | (26") FN063-VDK Ziehhlabegg fan | 3PH (415V) |  | 6 | ~
ZI005 | (32") FN080-sDQ Ziehhlabegg fan (6poles) | 3PH (415V) |  | 6 | ~
ZI 8 | (26") FB063-VDK Ziehhlabegg fan | 3PH (415V) |  |  | 1454.3015
ZI005.1 | 12" EBM FAN SET (1PH) | 1PH (230V) | EBM |  | ~
ZI005.2 | 14" EBM FAN SET (1PH) | 1PH (230V) |  |  | ~
ZI005.3 | 14" EBM FAN SET (3PH) | 3PH (415V) |  |  | 363.1892
ZI006 | 16" EBM FAN SET (1PH) | 1PH (230V) |  | 45 | 470.7233
ZI007 | 16" EBM FAN SET (3PH) | 3PH (415V) |  | 46 | ~
ZI007.1 | 18" EBM FAN SET (3PH) | 3PH (415V) |  |  | ~
ZI008 | 20" EBM FAN SET (3PH) | 3PH (415V) |  | 47 | ~
ZI009 | 26" EBM FAN SET (3PH) | 3PH (415V) |  | 48 | 1922.7663
ZI010 | 32" EBM FAN SET (3PH) c/w end plate(800mm) | 3PH (415V) |  |  | 2766.3024
ZI010.1 | 36" EBM FAN SET (3PH) c/w end plate(910mm) | 3PH (415V) |  |  | ~
ZI011 | 10watts ebm fan motor (M4Q045CA03A4/C01) | 0 |  |  | ~
ZI012 | 18watts ebm fan motor (M4Q045DA13A4/C01) | 0 |  |  | ~
PRICE VALID : Ex-factory at K.L price
*PRICE WILL BE CHANGE ON THE FINAL PAYMENT DUE TO THE CURRENCY RATE
*PLEASE EMAIL OR FAX OVER THE BANK IN SLIP
BANK ACC :HONG LEONG BANK BHD 36600016285 , PUBLIC BANK BHD 3119617816
BENEFICIARY :WELLER AIR-COND PARTS ENTERPRICE SDN BHD
COMPUTER PRINT GENERATE ONLY

## QC
WELLER AIR-COND PARTS ENTERPRISE SDN BHD (613386-K)
DATE :15.1.26
PRICE WILL UPDATE OR CHANGE EVERYWEEK DUE TO THE DATE
ITEM CODE | NEW QC UNIT BLOWER (FREEZER) MODEL | DECRIPTION | COMPRESSOR TO MATCH | BTU/HR td7 | kW td7 | Flowrate meter | Dimension (mm) | Voltage | Heater pcs | Heater KW | Size outlet copper p-trap | (Frezzer) TEX (R22) -25c orifice no | (Frezzer) TES (R404) -25c orifice no | (RM) axial fan | Axial fan c/w exp valve ,p trap | (RM)aluminium heavy duty fan | heavy fan c/w p trap and exp valve | PICTURE
QC001 | CL301C4 | FREEZER - 5'C ~ - 25'C ( 7mm ~ 9mm Fin Spacing) Unit blower with EBM / AXIAL FAN SETS | MT22,CS11,zb15 | 4778.2 | 1.4 | 9 | 1x300 | 230 | 3 | 1.5 | 0.875 | 1 / RCX0834 | 1 / RCX0834 | 1400.6186 | 1693.9632 | ~ | ~
QC002 | CL302C3 |  | MT32-MT36,ZB19 | 6826 | 2 | 9 | 2x300 | 230 | 3 | 2.4 | 0.875 | 2 / RCX1234 | 2 / RCX1034 | 1833.6469 | 2126.9915 | ~ | ~
QC003 | CL302C4 |  | MT40-MT44,ZB21 | 7849.9 | 2.3 | 9 | 2x300 | 230 | 3 | 2.4 | 0.875 | 2 / RCX1634 | 3 / RCX1534 | 1973.4765 | 2266.8212 | ~ | ~
QC004 | CL302C6 |  | MT50-MT64,ZB29,ZB38 | 10239 | 3 | 8 | 2x300 | 230 | 5 | 4 | 1.125 | 3 / RCX2434 | 3 / RCX1534 | 2507.1383 | 2820.4157 | ~ | ~
QC005 | CL303C4 |  | MT50-MT64,ZB29,ZB38 | 12628.1 | 3.7 | 9 | 3x300 | 230 | 3 | 6 | 1.125 | 4 / RCX3134 | 4 / RCX2034 | 2639.9818 | 2953.2592 | ~ | ~
QC006 | CL303C6 |  | 4DES5Y,MT100,ZB45 | 15699.8 | 4.6 | 9 | 3x300 | 230 | 5 | 6 | 1.125 | 5 / RCX4734 | 6 | 3358.3727 | 3671.6501 | ~ | ~
QC006.1 | CL304C6 |  | 4CES6YY,MT125,ZB48 | 21501.9 | 6.3 | 9 | 4x300 | 230 | 5 | 6 | 1.125 | TEX5-1 / SCX0645 | TES5-1 / TGES5 | 4030.0093 | 4671.4842 | ~ | ~
QC007 | CL401C3 |  | MT28,ZB15 | 6826 | 2 | 12 | 1x400 | 230 | 3 | 1.5 | 0.875 | 1 / RCX0834 | 1 / RCX0834 | 1599.6135 | 1892.9581 | 1910.7654 | 2204.1101
QC008 | CL401C4 |  | MT32,ZB19 | 7849.9 | 2.3 | 12 | 1x400 | 230 | 3 | 1.5 | 0.875 | 2 / RCX1234 | 2 / RCX1034 | 1747.1402 | 2040.4848 | 2058.2921 | 2351.6368
QC009 | CL401C5 |  | MT40,ZB21 | 9897.7 | 2.9 | 12 | 1x400 | 230 | 5 | 2.5 | 0.875 | 3 / RCX2434 | 3 / RCX1534 | 1970.3544 | 2263.6991 | 2281.5064 | 2574.8511
QC010 | CL401C6 |  | MT50,ZB26 | 10580.3 | 3.1 | 12 | 1x400 | 230 | 5 | 2.5 | 0.875 | 3 / RCX2434 | 3 / RCX2034 | 2162.7806 | 2456.1252 | 2473.9325 | 2767.2772
QC010.1 | CL402C3 |  | MT64,ZB29 | 12628.1 | 3.7 | 14 | 2x400 | 415 | 3 | 3 | 1.125 | 3 / RCX2434 | 3 / RCX2034 | 2492.0533 | 2805.3307 | 3114.3572 | 3427.6346
QC011 | CL402C4 |  | MT80,CS33,ZB38 | 16041.1 | 4.7 | 14 | 2x400 | 415 | 3 | 3 | 1.125 | 4 / RCX3134 | 3 / RCX2034 | 2770.4297 | 3083.7071 | 3392.7337 | 3706.0111
QC012 | CL402C5 |  | 4EES4Y,MT100,ZB45 | 19795.4 | 5.8 | 14 | 2x400 | 415 | 5 | 5 | 1.125 | 4 / RCX3134 | 4 | 3123.2109 | 3436.4883 | 3745.5149 | 4058.7923
QC013 | CL402C6 |  | 4DES5Y,MT125,ZFI23,ZB48 | 21501.9 | 6.3 | 14 | 2x400 | 415 | 5 | 5 | 1.125 | 5 / RCX4734 | 5 zfi | 3431.0927 | 3744.3701 | 4053.3967 | 4366.6741
QC013.1 | CL403C4 |  | 4CES6Y,MT125,ZFI26,ZB58 | 25597.5 | 7.5 | 15 | 3x400 | 415 | 3 | 7.5 | 1.125 | 6 | 5 zfi,6 | 3988.7111 | 4301.9885 | 4922.167 | 5235.4444
QC014 | CL403C5 |  | 4TES9Y,MT160,ZFI30 | 29351.8 | 8.6 | 15 | 3x400 | 415 | 5 | 7.5 | 1.125 | 6 / SCX0645 | TES2-6 /TGES5 | 4413.3314 | 5054.8063 | 5337.8074 | 5979.2823
QC015 | CL403C6 |  | 4PES12Y,ZFI36 | 33447.4 | 9.8 | 15 | 3x400 | 415 | 5 | 7.5 | 1.375 | 6 / SCX0645 | TES2-6 /TGES5 | 4930.3162 | 5612.1854 | 5863.7721 | 6545.6413
QC016 | CL404C6 |  | 4NES14Y,ZFI39 | 41297.3 | 12.1 | 16 | 4x400 | 415 | 5 | 9 | 1.375 | TEX5-1 / TCLE5HW / SCX0645 | TES5-1 /TGES5 | 6179.3858 | 6861.2549 | 7423.9936 | 8105.8628
QC018 | NT501C6 |  | 4CES6Y,MT125,ZFI26 | 26962.7 | 7.9 | 26 | 1X500 | 415 | 6 | 9 | 1.125 | 6 | 6 /5 zfi | 4556.2529 | 5146.8171 | 4783.9209 | 5374.4851
QC019 | NT501C8 |  | 4TES9Y,ZFI31,ZFI36 | 30034.4 | 8.8 | 26 | 1X500 | 415 | 6 | 9 | 1.375 | 6 | TES2-6 /TGES5 | 5241.2491 | 5869.0017 | 5468.9172 | 6096.6697
QC020 | NT502C4 |  | 4PES12Y,ZFI39 | 42662.5 | 12.5 | 26 | 2X500 | 415 | 6 | 9 | 1.375 | TEX5-1 / TCLE5HW / RCX4734 | TES5-1 ZFI /TGES5 | 6237.5814 | 6884.3816 | 6692.9175 | 7339.7176
QC021 | NT502C5 |  | 4NES14Y,ZFI50 | 48464.6 | 14.2 | 26 | 2x500 | 415 | 6 | 9 | 1.375 | TEX5-2 / TCLE7.5HW / SCX0645 | TES5-1 ZFI /TGES7.5 | 7194.214 | 7841.0142 | 7649.5501 | 8296.3503
QC022 | NT502C6 |  | 4HE18Y,ZFI59,ZFI68 | 54608 | 16 | 26 | 2x500 | 415 | 6 | 9 | 1.375 | TEX5-2 / TCLE7.5HW / SCX0845 | TES5-2 ZFI /SCX0857/TGES7.5 | 7767.0126 | 8413.8128 | 8222.3487 | 8869.1489
QC023 | NT502C8 |  | 4GE23Y,ZFI81 | 61434 | 18 | 26 | 2x500 | 415 | 6 | 9 | 1.625 | TEX5-3 / TCLE10HW / SCX1057 | TES5-3 /SCX0957/TGES9,TES5-2 ZFI | 9414.6978 | 10115.9573 | 9799.021 | 10500.2806
QC023.1 | NT503C5 |  | 4FE25Y / 4GE23Y,ZFI81 | 72000 | 21.0958 | 26 | 3X500 | 415 | 6 | 14.4 | 1.625 | TEX5-4 / TCLE12HW / SCX1257 | TES5-4 /SCX0957/TGES11,TES5-3 ZFI | 10105.295 | 10806.5545 | 10783.575 | 11484.8345
QC024 | NT503C6 |  | S6H-20.2Y / 6HE28Y,ZFI81 | 81912 | 24 | 26 | 3x500 | 415 | 6 | 14.4 | 1.625 | TEX5-4 / TCLE12HW / SCX1257 | TES5-4/ TGES13 | 11417.4171 | 12298.144 | 12100.4212 | 12981.1482
QC025 | NT503C8 |  | 6GE34Y,ZFI96 | 93857.5 | 27.5 | 26 | 3x500 | 415 | 6 | 14.4 | 2.125 | TEX5-4 / TJLE14HW / SCX1457 | TES12-5 ZFI/ TGES13 | 13826.7141 | 14821.1213 | 14509.7182 | 15504.1254
QC025.1 | NT504C6 |  | 6GE34Y,ZFI122 | 115000 | 33.6947 | 30 | 4x500 | 415 | 6 | 16.2 | 2.125 | TEX5-4 / TJLE14HW / SCX1457 | TES12-5 ZFI/ TGES13 | 16126.9013 | 17121.3084 | 17037.5734 | 18031.9806
QC026 | NT504C8 |  | 6FE44Y/S6F-30.2,ZFI140 | 122868 | 36 | 30 | 4x500 | 415 | 6 | 16.2 | 2.125 | TEX12-5 / TJLE14HW / SCX1457 | TES12-6 ZFI/ TGES18 | 17267.7743 | 18262.1814 | 17828.8622 | 18823.2693
QC001 | CL301C4H | CHILLER +15'C ~ 0'C ( 6mm Fin Spacing) Unit blower with EBM / AXIAL FAN SETS W/O HEATER | MT18,KCJ484 | 10900 | 3.1937 | 9 | 1x300 | 230 |  | ~ | 0.875 | 1 / RCX1234 | 1 / RCX0834 | 1296.7085 | 1526.2044 | ~ | ~
QC002 | CL302C3H |  | MT22,CS11,zb15 | 14600 | 4.2778 | 9 | 2x300 | 230 |  | ~ | 0.875 | 1 / RCX1234 | 2 / RCX1034 | 1691.2516 | 1920.7475 | ~ | ~
QC003 | CL302C4H |  | MT32,ZB19,CS13 | 18300 | 5.3619 | 9 | 2x300 | 230 |  | ~ | 0.875 | 2 / RCX1634 | 3 / RCX1534 | 1831.0812 | 2060.5772 | ~ | ~
QC004 | CL302C6H |  | MT40,ZB21,CS20 | 25800 | 7.5593 | 8 | 2x300 | 230 |  | ~ | 1.125 | 2 / RCX1634 | 3 / RCX1534 | 2269.8127 | 2499.3087 | ~ | ~
QC005 | CL303C4H |  | MT50,ZB29,CS27 | 30400 | 8.9071 | 9 | 3x300 | 230 |  | ~ | 1.125 | 3 / RCX2434 | 4 / RCX2034 | 2447.5557 | 2677.0517 | ~ | ~
QC006 | CL303C6H |  | MT64,ZB38,CS33 | 44800 | 13.1263 | 9 | 3x300 | 230 |  | ~ | 1.125 | 4 / RCX3134 | 5 / RCX3034 | 3037.6625 | 3267.1584 | ~ | ~
QC006.1 | CL304C6H |  | MT80,ZB45,CR72 | 63600 | 18.6346 | 9 | 4x300 | 230 |  | ~ | 1.125 | 5 / RCX4734 | 6 / SCX0445 | 3664.3997 | 3893.8956 | ~ | ~
QC007 | CL401C3H |  | MT22,CS11,zb15 | 10900 | 3.1937 | 12 | 1x400 | 230 |  | ~ | 0.875 | 1 / RCX1234 | 1 / RCX0834 | 1495.7034 | 1725.1993 | 1806.8553 | 2036.3513
QC008 | CL401C4H |  | MT32,ZB19,CS13 | 14600 | 4.2778 | 12 | 1x400 | 230 |  | ~ | 0.875 | 1 / RCX1234 | 2 / RCX1034 | 1643.2301 | 1872.726 | 1954.382 | 2183.878
QC009 | CL401C5H |  | MT36,ZB21,CS17 | 18300 | 5.3619 | 12 | 1x400 | 230 |  | ~ | 0.875 | 2 / RCX1634 | 3 / RCX1534 | 1797.1709 | 2026.6669 | 2108.3229 | 2337.8188
QC010 | CL401C6H |  | MT40,ZB21,CS20,CS24 | 25800 | 7.5593 | 12 | 1x400 | 230 |  | ~ | 0.875 | 3 / RCX2434 | 3 / RCX1534 | 1989.5971 | 2219.093 | 2300.749 | 2530.245
QC010.1 | CL402C3H |  | MT44,ZB29,CS24,CS27,cr42 | 27645.3 | 8.1 | 14 | 2x400 | 415 |  | ~ | 1.125 | 3 / RCX2434 | 3 / RCX1534 | 2334.2639 | 2563.7598 | 2956.5678 | 3186.0638
QC011 | CL402C4H |  | MT50,ZB29,CS27,cr47 | 30400 | 8.9071 | 14 | 2x400 | 415 |  | ~ | 1.125 | 3 / RCX2434 | 3 / RCX2034 | 2612.6403 | 2842.1363 | 3234.9443 | 3464.4402
QC012 | CL402C5H |  | MT64,ZB38,CS33,cr62 | 44800 | 13.1263 | 14 | 2x400 | 415 |  | ~ | 1.125 | 4 / RCX3134 | 4 / RCX3034 | 2860.2286 | 3089.7245 | 3482.5325 | 3712.0285
QC013 | CL402C6H |  | MT80,ZB45,CR72 | 63600 | 18.6346 | 14 | 2x400 | 415 |  | ~ | 1.125 | 5 / RCX4734 | 5 | 3168.1104 | 3397.6063 | 3790.4143 | 4019.9102
QC013.1 | CL403C4H |  | MT80,ZB48 | 64847 | 19 | 15 | 3x400 | 415 |  | ~ | 1.125 | 6 / RCX4734 | 5 | 3769.3454 | 3998.8413 | 4702.8013 | 4932.2972
QC014 | CL403C5H |  | MT100,ZB58 | 66000 | 19.3378 | 15 | 3x400 | 415 |  | ~ | 1.125 | 6 / TCLE5HW / SCX0645 | 6 | 4047.7218 | 4277.2177 | 4972.1978 | 5529.8912
QC015 | CL403C6H |  | MT125,ZB76 | 82100 | 24.0551 | 15 | 3x400 | 415 |  | ~ | 1.375 | TEX5-1 / TCLE5HW / SCX0645 | 6 | 4564.7066 | 4794.2025 | 5498.1625 | 6055.8559
QC016 | CL404C6H |  | MT144/4VES10Y,ZB95 | 93400 | 27.366 | 16 | 4x400 | 415 |  | ~ | 1.375 | TEX5-2 / TCLE7.5HW / SCX0845 | TES5-2 / SCX0857/TGES7.5 | 5653.4211 | 6211.1145 | 6898.0289 | 7455.7224
QC018 | NT501C6H |  | MT100,ZB58 | 66000 | 19.3378 | 26 | 1X500 | 415 |  | ~ | 1.125 | 6 / TCLE5HW / SCX0645 | 6 | 4294.0647 | 4807.4967 | 4521.7327 | 5035.1648
QC019 | NT501C8H |  | MT125,ZB76 | 82100 | 24.0551 | 26 | 1X500 | 415 |  | ~ | 1.375 | TEX5-1 / TCLE5HW / SCX0645 | TES5-2 /TGES7.5 | 4979.0609 | 5492.4929 | 5206.729 | 5720.161
QC020 | NT502C4H |  | MT160/4VES10Y | 90800 | 26.6042 | 26 | 2X500 | 415 |  | ~ | 1.375 | TEX5-2 / TCLE7.5HW / SCX0845 | TES5-3 / SCX0857/TGES9 | 5833.6698 | 6347.1019 | 6289.0059 | 6802.4379
QC021 | NT502C5H |  | 4TES12Y,ZB95 | 106500 | 31.2042 | 26 | 2x500 | 415 |  | ~ | 1.375 | TEX5-2 / TCLE7.5HW / SCX0845 | TES5-3 / SCX0857/TGES9 | 6790.3025 | 7303.7345 | 7245.6386 | 7759.0706
QC022 | NT502C6H |  | 4PES15Y,ZB114 | 120000 | 35.1597 | 26 | 2x500 | 415 |  | ~ | 1.375 | TEX5-3 / TCLE10HW / SCX1057 | TES5-4 / SCX0957/TGES11 | 7363.101 | 7876.5331 | 7818.4371 | 8331.8692
QC023 | NT502C8H |  | 4NES20Y,ZB130 | 140000 | 41.0196 | 26 | 2x500 | 415 |  | ~ | 1.625 | TEX5-4 / TCLE12HW / SCX1257 | TES12-5 /TGES13 | 9010.7862 | 9524.2183 | 9395.1095 | 9908.5415
QC023.1 | NT503C5H |  | 4JE22Y,ZB130 | 150000 | 43.9496 | 26 | 3x500 | 415 |  | ~ | 1.625 | TEX5-4 / TCLE12HW / SCX1257 | TES12-5 /TGES13 | 9524.2292 | 10037.6613 | 10202.5092 | 10715.9413
QC024 | NT503C6H |  | 4HE25Y,ZB190 | 167000 | 48.9306 | 26 | 3x500 | 415 |  | ~ | 1.625 | TEX5-4 / TJLE14HW / SCX1457 | TES12-5 /TGES13 | 10836.3513 | 11529.2508 | 11519.3554 | 12212.2549
QC025 | NT503C8H |  | 4GE30Y,ZB220 | 204000 | 59.7715 | 26 | 3x500 | 415 |  | ~ | 2.125 | TEX12-5 / TJLE18HW | TES12-6/TGES18 | 13245.6484 | 13938.5478 | 13928.6525 | 14621.5519
QC025.1 | NT504C6H |  | 6HE35Y | 235000 | 68.8544 | 30 | 4x500 | 415 |  | ~ | 2.125 | TEX12-5 / TJLE18HW | TES12-6/TGES18 | 15411.1983 | 16104.0978 | 16321.8705 | 17014.7699
QC026 | NT504S8H |  | 6GE40Y | 255000 | 74.7143 | 30 | 4x500 | 415 |  | ~ | 2.125 | TEX12-5 / TJLE18HW | TES12-7/TGES21 | 16552.0713 | 17244.9708 | 17113.1592 | 17806.0587
QC027 | NT632T6 | Blast frezzer -5'C ~-40'C (9/18mm Fin Spacing)EBM fan sets, water defrost available,hot gas defrost and heater defrost available | S6H-20.2Y | 53925.4 | 15.8 | 41 | 2x630 | 415 |  | 16.2 | 1.625 | TEX5-3 / TCLE10HW / SCX1057 | TES5-4 /SCX0957 | 12182.2963 | 12883.5559 | 13180.9248 | 13882.1844
QC028 | NT632T8 |  | S6G-25.2Y-S6F-30.2 | 64164.4 | 18.8 | 41 | 2x630 | 415 |  | 16.2 | 2.125 | TEX5-4 / TCLE12HW / SCX1257 | TES12-5 -60c | 14308.1466 | 15429.5379 | 15325.8228 | 16447.2141
QC029 | NT632T8L |  | S6G-25.2Y-S6F-30.2 | 70307.8 | 20.6 | 41 | 2x630 | 415 |  | 16.2 | 2.125 | TEX5-4 / TCLE12HW / SCX1257 | TES12-5 -60C | 16091.4989 | 17212.8902 | 17109.175 | 18230.5663
QC030 | NT802T8 |  | S6F-30.2Y | 78157.7 | 22.9 | 41 | 2x800 | 415 |  | 16.2 | 2.125 | TEX5-4 / TCLE12HW / SCX1257 | TES12-5 -60c | 18612.5063 | 19733.8976 | 19723.0887 | 20844.48
QC031 | NT802T8L |  | S6H-20.2Y X 2 | 105803 | 31 | 41 | 2x800 | 415 |  | 16.2 | 2.125 | 0 | 0 | 21647.7482 | 22769.1394 | 22758.3306 | 23879.7219
QC031.1 | NT803T8 |  | S6F-30.2Y | 128670.1 | 37.7 | 41 | 3x800 | 415 |  | 24.3 | 2.125 | 0 | 0 | 34665.6699 | 35787.0611 | 36331.5435 | 37452.9348
QC031.2 | NT633T6 |  | S6F-30.2Y | 81229.4 | 23.8 | 41 | 3x630 | 415 |  | 24.3 | 2.125 | TEX5-4 / TJLE14HW / SCX1457 | TES12-5 -60c | 16284.291 | 17405.6823 | 19318.978 | 20440.3692
QC031.3 | NT633T8 |  | S6F-30.2Y | 98635.7 | 28.9 | 41 | 3x630 | 415 |  | 24.3 | 2.125 | TEX12-6 / TER 22HW | TES12 -60c -7 | 21939.0529 | 23060.4442 | 23465.5671 | 24586.9584
QC031.4 | NT634T8 |  | S6F-30.2Y X2 | 0 | 0 | 0 | 4x630 | 415 |  | 0 | 0 | 0 | TES12-5 -60c *2pcs | 24052.1965 | 25993.4714 | 26087.5488 | 28282.7124
QC031.7 | NF636T6W |  | 0 | 0 | 46 | 0 | 6x630 | 0 |  | 0 | 0 | 0 | TES12-6 -60c *2pcs | 35827.6145 | 38022.7781 | 0 | 0
QC031.8 | NF636T8W |  | 0 | 0 | 56 | 0 | 6x630 | 0 |  | 0 | 0 | 0 | TES12-7 -60c *2pcs | 43315.3318 | 45510.4954 | 0 | 0
0 | NT804T8 |  | S6F-30.2Y X2 | 0 | 0 | 0 | 4x800 | 0 |  | 0 | 0 | 0 | TES12-5 -60c *2pcs | 31763.3346 | 33704.6094 | 43051.875 | 45247.0386
QC32 | ND301C4 | +0'C ~- 8'C (6mm Fin Spacing) usage for processing empty room with heater defrost c/w Axial fan sets | MT22 -MT32 | 15017.2 | 4.4 | 7 | 1x300 | 415 |  | 1 | ~ | 2 / RCX1634 | 2 / RCX1034 | 1759.7317 | 2009.1089
QC33 | ND302C4 |  | MT36 - MT50 | 30034.4 | 8.8 | 7 | 2x300 | 415 |  | 1.6 | ~ | 3 / RCX2434 | 3 / RCX1534 | 2545.1153 | 2794.4925
QC34 | ND303C4 |  | MT64 | 42321.2 | 12.4 | 7 | 3x300 | 415 |  | 2.4 | ~ | 4 / RCX3134 | 4 / RCX2034 | 3271.4475 | 3520.8247
0 | ND304C4 |  | MT80 | 55973.2 | 16.4 | 7 | 4x300 | 415 |  | 3 | ~ | 5 / RCX4734 | 5 / RCX3034 | 4948.4694 | 5197.8466
0 | ND305C4 |  | MT100 | 68942.6 | 20.2 | 7 | 5x300 | 415 |  | 3.6 | ~ | 6 / TCLE5HW / SCX0645 | 6 | 6259.4482 | 6508.8254
0 | ND452C4 | +0'C ~-8'C (6mm Fin Spacing) usage for processing empty room with heater defrost c/w Axial fan sets 6pole | MT80 | 34130 | 10 | 12 | 2x450 | 415 |  | 7.2 | ~ | 0 | 0 | ~ | ~
0 | ND452C6 |  | MT100 - MT125 | 40273.4 | 11.8 | 12 | 2x450 | 415 |  | 7.2 | ~ | 0 | 0 | ~ | ~
0 | ND453C4 |  | MT144 - MT160 | 50512.4 | 14.8 | 12 | 3x450 | 415 |  | 10.8 | ~ | 0 | 0 | ~ | ~
0 | ND453C6 |  | 4PCS-15.2 | 66212.2 | 19.4 | 12 | 3x450 | 415 |  | 10.8 | ~ | 0 | 0 | ~ | ~
0 | ND454C6 |  | 4NCS-20.2 | 84642.4 | 24.8 | 12 | 4x450 | 415 |  | 14.4 | ~ | 0 | 0 | ~ | ~
QC066 | CAE301C5N | FREEZER - 5'C ~ - 25'C ( 6mm Fin Spacing) Unit blower with AXIAL FAN SETS | MT18-MT22 | 4095.6 | 1.2 | 8 | 1x300 | 230 |  | 1 | ~ | 0 / RCX0834 | 1 / RCX0834 | 1071.1924 | 1467.226
QC067 | CAE301C6N |  | MT32 | 5802.1 | 1.7 | 8 | 1x300 | 230 |  | 1.5 | ~ | 1 / RCX1234 | 1 / RCX0834 | 1208.1916 | 1616.0355
QC068 | CAE302C4N |  | MT36 | 7508.6 | 2.2 | 10 | 2x300 | 230 |  | 2 | ~ | 1 / RCX1234 | 2 / RCX1034 | 1595.5688 | 2036.8073
QC069 | CAE302C5N |  | MT40 | 8873.8 | 2.6 | 9 | 2x300 | 230 |  | 2 | ~ | 2 / RCX1634 | 3 / RCX1534 | 1737.2921 | 2190.7482
QC070 | CAE302C6N |  | MT50-MT64 | 10580.3 | 3.1 | 9 | 2x300 | 230 |  | 3 | ~ | 2 / RCX1634 | 3 / RCX1534 | 2027.825 | 2506.327
QC071 | CAE303C5N |  | MT64 | 12286.8 | 3.6 | 11 | 3x300 | 230 |  | 3 | ~ | 3 / RCX2434 | 4 / RCX2034 | 2460.0813 | 2975.8467
QC072 | CAE303C6N |  | MT80 | 16723.7 | 4.9 | 10 | 3x300 | 230 |  | 4.5 | ~ | 4 / RCX3134 | 5 / RCX3034 | 2879.3462 | 3431.2551
QC073 | CAE304C6N |  | MT100 | 18771.5 | 5.5 | 10 | 4x300 | 230 |  | 0 | 0 | 5 / RCX4734 | 6 / RCX3034 | 3537.1788 | 4145.7974
Orifice no | TX,TS rated capacity in ton
| R22 | R404A,507 | R407C
0 | 0.51 | 0.37 | 0.53
1 | 0.99 | 0.75 | 1.04
2 | 1.34 | 1.05 | 1.41
3 | 2.27 | 1.79 | 2.4
4 | 3.45 | 2.83 | 3.67
5 | 4.76 | 3.71 | 4.86
6 | 5.6 | 4.42 | 5.82
Orifice no | TEX5,TES5 rated capacity in ton
| R22 | R404A,507 | R407C
0.5 | 2.97 | 2.33 | 3.06
1 | 5.46 | 4.26 | 5.6
2 | 7.51 | 5.86 | 7.77
3 | 9.66 | 7.51 | 9.94
4 | 13.1 | 10.2 | 13.5
tes12 (5) | 16.3 | 14.5 | 15.9
tes12 (6) | 21.8 | 18.3 | 21.1

## Heat plate
WELLER AIR-COND PARTS ENTERPRISE SDN BHD (613386-K)
DATE :15.1.26
ITEM CODE | MODEL | DESCRIPTION | Power(HP) | L*W*T (mm) | Water flow rate M3/H | CONNECTION | Power of pump(kw) | RM | COMPRESSOR MODEL | BRAND | HP | C/W Condenser sets | Water chiller with heat plate only(RM)
HEAT001 | EATB15-12 | HEAT PLATE EXCHANGER FOR WATER CHILLER 0.75HP TILL 300HP | 0.3 | 220*76*35 | 0.22 | 1/2",1/2" (5hp ~8hp) | ZFI23-36 | 420.2864
HEAT002 | EATB15-16 |  | 0.4 | 220*76*44 | 0.22 | 5/8",1/2" (10hp ~ 12hp) 3/4,3/4 | ZFI39-50 | 465.768
HEAT003 | EATB15-20 |  | 0.5 | 220*76*51 | 0.22 | 5/8",5/8" (15hp ~ 20hp) 3/4,3/4 | ZFI59-68 | 511.0639
HEAT004 | EATB25-12 |  | 0.75 | 297*124*41 | 0.33 | 5/8,7/8 (30hp sub cooler) | ZFI81,Bitzer 2 stage no6 | 850.9687
HEAT004.01 | EATB25-D-44 |  | 0 | 297*124*116 | sub cooler | ZFI96-144 (3/4",3/4") | zfi96-140 scx0445 | 1521.2708
HEAT004.02 | EATB52-D-16 |  | 0 | 527*112*50 | sub cooler | 30-40HP (3/4",1 1/8") | scx4734 / scx0445 | 1067.6286
HEAT004.03 | EATB52-D-30 |  | 0 | 527*112*83 | sub cooler | 50-60HP (7/8",1 1/8") | scx0645 / scx0545 | 1581.8256
HEAT004.04 | EATB52-D-40 |  | 0 | 527*112*106 | sub cooler | 70-80HP (7/8",1 1/8") | scx0845 / scx 0857 | 1948.8553
HEAT004.05 | BX4THX14 |  | 0 | 197*75*21 | sub cooler | 1/2*1/2 | ZFI23-36 | 486.041
HEAT004.07 | BX4THX20 |  | 0 | 197*75*28 | sub cooler | 3/4*3/4 | ZFI39-50 | 710.3676
HEAT004.08 | BX4THX24 |  | 0 | 197*75*32 | sub cooler | 3/4*3/4 | ZFI59-68 | 934.6942
HEAT004.09 | BX4THX30 |  | 0 | 197*75*38 | sub cooler | 3/4*3/4 | ZFI81 | 1177.7146
HEAT004.10 | B10THX40 |  | 0 | 287*117*103 | sub cooler | 3/4*3/4 | ZFI96-ZFI140 | 2243.266
HEAT005 | EATB25-24 |  | 2 | 297*124*62 | 0.86 | Freon 5/8,7/8 water 1" | 0.37 | 615.7289
HEAT006 | EATB25-32 |  | 3 | 297*124*81 | 1.28 | Freon 5/8,7/8 water 1" | 0.37 | 741.6444 | JT95GABY1L | Daikin Scroll Comp 3ph | 3 | #REF! | 11884.7095
HEAT007 | EATB25-42 |  | 4 | 297*124*104 | 1.71 | Freon 5/8,7/8 water 1" | 0.37 | 903.64 | JT125GABY1L |  | 4 | #REF! | 0
HEAT008 | EATB25-48 |  | 5 | 297*124*119 | 2.14 | Freon 7/8,1 1/8 water 1 1/4" | 0.37 | 963.2267 | JT160GABY1L |  | 5 | #REF! | 0
HEAT009 | EATB61-26 |  | 6 | 539*125*68 | 2.58 | Freon 7/8,1 1/8 water 1 1/4" | 0.75 | 1114.38 | C-SB453H8A | Sanyo Scroll | 6 | #REF! | 8173.2709
HEAT010 | EATB61-30 |  | 7 | 539*125*77 | 3 | Freon 7/8,1 1/8 water 1 1/4" | 0.75 | 1225.08 | HLM081T4LC6 | Danfoss Scroll | 7 | #REF! | 0
HEAT010.1 | EATB61-32 |  | 8 | 539*125*82 | 3.43 | Freon 7/8,1 1/8 water 1 1/4" | 0.75 | 1280.2933 | ZB58KQE-TFD | Copeland scroll | 8 | #REF! | 0
HEAT011 | EATB61-40 |  | 10 | 539*125*100 | 4.28 | Freon 7/8,1 1/8 water 1 1/4" | 0.75 | 1501.5111 | SM124A4ALB | Danfoss Scroll | 10 | #REF! | 0
HEAT012 | EATB61-50 |  | 12 | 539*125*124 | 5.14 | Freon 7/8,1 1/8 water 1 1/4" | 0.75 | 1778.0333 | SM147A4ALB |  | 12 | #REF! | 5872.9447
HEAT013 | EATB85-44 |  | 15 | 564*188*110 | 6.42 | Freon 7/8,1 3/8 water 2" | 1.5 | 2473.2111 | SM185S4CC |  | 15 | #REF! | 0
HEAT014 | EATB85-58 |  | 20 | 564*188*142 | 8.56 | Freon 7/8,1 3/8 water 2" | 1.5 | 3100.7844 | SY240A4ABB |  | 20 | #REF! | 0
HEAT015 | EATB85-70 |  | 25 | 564*188*170 | 10.7 | Freon 7/8,1 3/8 water 2" | 2.2 | 3638.9778 | 06EA265 | CARRIER RECOND COMP | 25 | #REF! | 0
HEAT016 | EATB120-64 |  | 30 | 564*247*164 | 12.86 | Freon 7/8,1 3/8 water 2" | 2.2 | 4630.9044 | 06EA275 |  | 30 | #REF! | 0
HEAT017 | EATB120-76 |  | 35 | 564*247*194 | 15 | Freon 7/8,1 3/8 water 2" | 4 | 5336.9244 | 06EA199 |  | 35 | #REF! | 0
HEAT018 | EATB120-86 |  | 40 | 564*247*218 | 17.13 | Freon 7/8,1 3/8 water 2" | 4 | 5923.5889 | 06EA299 |  | 40 | #REF! | 0
HEAT019 | EATB120-108 |  | 50 | 564*247*272 | 21.14 | Freon 7/8,1 3/8 water 2" | 4 | 7216.0911 | 6F-50.2 | Bitzer recond | 50 | #REF! | 0
HEAT020 | EATB61-24+24-2M |  | 5+5HP | 539*125*121 | 4.28 | Freon 7/8,1 1/8 water 1 1/4" | 0.75 | 1797.44 |  |  |  | #REF! | 0
HEAT021 | EATB85-24+24-2M |  | 7.5+7.5HP | 564*188*121 | 6.42 | Freon 7/8,1 3/8 water 2" | 1.5 | 2727.32 |  |  |  | #REF! | 0
HEAT022 | EATB85-30+30-2M |  | 10+10HP | 564*188*171 | 8.56 | Freon 7/8,1 3/8 water 2" | 1.5 | 3274.4422 |  |  |  | #REF! | 0
HEAT023 | EATB85-38+38-2M |  | 12.5+12.5HP | 564*188*187 | 10.7 | Freon 7/8,1 3/8 water 2" | 2.2 | 3982.9222 |  |  |  | #REF! | 0
HEAT024 | EATB85-46+46-2M |  | 15+15HP | 564*188*225 | 12.86 | Freon 7/8,1 3/8 water 2" | 2.2 | 4700.3311 |  |  |  | #REF! | 0
HEAT025 | EATB25-48-2 |  | 5 | 297*124*119 | 2.14 | Freon 7/8,1 1/8 water 1 1/4" | 0.37 | 911.1111 |  |  |  | #REF! | 0
HEAT026 | EATB61-26-2 |  | 6 | 539*125*68 | 2.58 | Freon 7/8,1 1/8 water 1 1/4" | 0.75 | 1015.5244 |  |  |  | #REF! | 0
HEAT027 | EATB61-40-2 |  | 10 | 539*125*100 | 4.28 | Freon 7/8,1 1/8 water 1 1/4" | 0.75 | 1501.5111 |  |  |  | #REF! | 0
HEAT028 | EATB61-50-2 |  | 12 | 539*125*124 | 5.14 | Freon 7/8,1 1/8 water 1 1/4" | 0.75 | 1778.0333 |  |  |  | #REF! | 0
HEAT029 | EATB85-44-2 |  | 15 | 564*188*110 | 6.42 | Freon 7/8,1 3/8 water 2" | 1.5 | 2480.5911 |  |  |  | #REF! | 0
HEAT030 | EATB85-58-2 |  | 20 | 564*188*142 | 8.56 | Freon 7/8,1 3/8 water 2" | 1.5 | 3138.96 |  |  |  | #REF! | 0
HEAT031 | EATB120-64-2 |  | 30 | 564*247*164 | 12.86 | Freon 7/8,1 3/8 water 2" | 2.2 | 4630.9044 |  |  |  | #REF! | 0
HEAT031.1 | CB10+10 (2*10HP C.BARREL) | CHILLER BARREL EVAPORATING AT 2C | 10+10HP | 0 | 0 | 0 |  | 5965.9091 |  |  |  | #REF! | 0
HEAT031.2 | CB12+12 (2*12HP C.BARREL) |  | 12+12HP | 0 | 0 | 0 |  | 6601.7316 |  |  |  | #REF! | 0
HEAT031.3 | CB15+15 (2*15HP C.BARREL) |  | 15+15HP | 0 | 0 | 0 |  | 8373.9177 |  |  |  | #REF! | 0
HEAT031.4 | CB20+20 (2*20HP C.BARREL) |  | 20+20HP | 0 | 0 | 0 |  | 9943.1818 |  |  |  | #REF! | 0
HEAT031.5 | CB25+25 (2*25HP C.BARREL) |  | 25+25HP | 0 | 0 | 0 |  | 12567.6407 |  |  |  | #REF! | 0
HEAT032 | CB5 (5hp chiller barrel) |  | 5 | 906*180 | 18KW | 0 |  | 2120.5357 | JT160GABY1L | Daikin Scroll Comp 3ph | 5 | #REF! | 1961.8878
HEAT032.1 | CB6 (6hp chiller barrel |  | 6 | 986*180 | 0 | 0 |  | 2306.5476 |  |  |  | #REF! | 0
HEAT033 | CB8 (8hp chiller barrel) |  | 8 | 1086*219 | 28KW | 0 |  | 3007.1925 | ZB58KQE-TFD | Copeland scroll | 8 | #REF! | 0
HEAT034 | CB10 (10hp chiller barrel) |  | 10 | 1206*219 | 35KW | 0 |  | 3298.6111 | SM124A4ALB | Danfoss Scroll | 10 | #REF! | 0
HEAT035 | CB12 (12hp chiller barrel) |  | 12 | 1406*219 | 0 | 0 |  | 3906.25 |  |  |  | #REF! | 0
HEAT036 | CB15 (15hp chiller barrel) |  | 15 | 1406*219 | 47KW | 0 |  | 4191.4683 | SM185S4CC |  | 15 | #REF! | 0
HEAT037 | CB20 (20hp chiller barrel) |  | 20 | 1606*219 | 56KW | 0 |  | 4861.1111 | SY240A4ABB |  | 20 | #REF! | 15423.5463
HEAT038 | CB25 (25hp chiller barrel) |  | 25 | 1706*219 | 65KW | 0 |  | 5419.1468 | 06EA265 | CARRIER RECOND COMP | 25 | #REF! | 0
HEAT039 | CB30 (30hp chiller barrel) |  | 30 | 1716*273 | 80KW | 0 |  | 7080.8532 | 06EA275 |  | 30 | #REF! | 0
HEAT040 | CB35 (35hp chiller barrel) |  | 35 | 1916*273 | 95KW | 0 |  | 7936.5079 |  |  | 35 | #REF! | 0
HEAT041 | CB40 (40hp chiller barrel) |  | 40 | 1916*273 | 120KW | 0 |  | 8432.5397 | 06EA299 |  | 40 | #REF! | 0
HEAT042 | CB50 |  | 50 | 0 | 135KW | 0 |  | 10540.6746 | 6F-50.2 | Bitzer recond | 50 | #REF! | 0
HEAT043 | CB60 |  | 60 | 0 | 155KW | 0 |  | 12425.5952 |  |  |  | #REF! | 0
HEAT043.1 | CB70 |  | 70 | 0 | 0 | 0 |  | 14062.5 |  |  |  | #REF! | 0
HEAT043.2 | CB80 |  | 80 | 0 | 0 | 0 |  | 16207.8373 |  |  |  | #REF! | 0
HEAT043.3 | CB90 |  | 90 | 0 | 0 | 0 |  | 17547.123 |  |  |  | #REF! | 0
HEAT043.4 | CB100 |  | 100 | 0 | 0 | 0 |  | 18762.4008 |  |  |  | #REF! | 0
HEAT043.5 | CB110 |  | 110 | 0 | 0 | 0 |  | 20225.6944 |  |  |  | #REF! | 0
HEAT043.6 | CB120 |  | 120 | 0 | 0 | 0 |  | 21701.3889 |  |  |  | #REF! | 0
HEAT044 | T1HP titanium barrel 16c | TITANIUM BARREL (18c) | 1hp | 330*220*280(W) | 0.064 * 3ft | 1 1/4" water inlet |  | 347.2222 |  |  |  | #REF! | 2243.2815
HEAT045 | T1.5HP titanium barrel 16c |  | 1.5hp | 330*220*280(W) | 0.064 * 2.5ft | 1 1/4" water inlet |  | 440.2282 |  |  |  | #REF! | 2535.3668
HEAT046 | T2HP titanium barrel 16c |  | 2hp | 330*220*280(W) | 0.075 * 1.5ft | 1 1/4" water inlet |  | 496.0317 |  |  |  | #REF! | 2937.2756
HEAT047 | T3HP titanium barrel 16c |  | 3hp | 430*220*280(W) | 0.09 * 1.5ft | 1 1/2" water inlet |  | 606.3988 |  |  |  | #REF! | 4204.879
HEAT048 | T4HP titanium barrel 16c |  | 4 | 490*230*290(W) | 0.075 * 12" *2 | 1 1/2" water inlet |  | 721.7262 |  |  |  | #REF! | 0
HEAT049 | T5HP titanium barrel 16c |  | 5 | 560*230*290(W) | 0.09*15"*2 | 1 1/2" water inlet |  | 758.9286 |  |  |  | #REF! | 0
HEAT050 | T1hpS-RC (100mm) Titanium coil | TITANIUM COIL (18c) | 1 | 200*430H*100mmd | 1/2" * 1/2" | 0 |  | ~ |  |  |  | #REF! | 0
HEAT051 | T1.5hpS-RC (100mm) Titanium coil |  | 1.5 | 280*480H*100mmd | 1/2" * 1/2" | 0 |  | ~ |  |  |  | #REF! | 0
HEAT052 | T2hpS-RC (100mm) Titanium coil |  | 2 | 400*500H*100mmd | 1/2" * 1/2" | 0 |  | ~ |  |  |  | #REF! | 0
HEAT053 | T1hp-RC Titanium coil |  | 1 | 200*430H*150mmd | 1/2" * 1/2" | 0.064 * 3ft |  | 173.6111 |  |  |  | #REF! | 0
HEAT054 | T1.5hp-RC Titanium coil |  | 1.5 | 280*480H*150mmd | 1/2" * 1/2" | 0.064 * 2.5ft |  | 240.5754 |  |  |  | #REF! | 0
HEAT055 | T2hp-RC Titanium coil |  | 2 | 400*500H*150mmd | 1/2" * 1/2" | 0.075 * 1.5ft |  | 307.5397 |  |  |  | #REF! | 0
HEAT056 | T3hp-RC Titanium coil |  | 3 | 340*520H*150mmd | 1/2" * 3/4" | 0.09 * 1.5ft |  | 427.8274 |  |  |  | #REF! | 0
HEAT057 | T4hp-RC Titanium coil |  | 4 | 390*520H*150mmd | 1/2" * 3/4" | 0.075 * 12" *2 |  | 489.8313 |  |  |  | #REF! | 0
HEAT058 | T5hp-RC Titanium coil |  | 5 | 450*520H*150mmd | 1/2" * 3/4" | 0.09*15"*2 |  | 551.8353 |  |  |  | #REF! | 0
HEAT059 | TS1hp Titanium barrel 2c | TITANIUM BARREL SMALL BODY (18c) | 1 | 405h*215d | 0 | 0.055 * 800mm |  | 421.627 |  |  |  | #REF! | 2317.6862
HEAT060 | TS1.5hp Titanium barrel 2c |  | 1.5 | 455h*215d | 0 | 0.064 * 800mm |  | 644.8413 |  |  |  | #REF! | 2739.9799
HEAT061 | TS2hp Titanium barrel 2c |  | 2 | 475h*215d | 0 | 0.070 * 650mm |  | 813.4921 |  |  |  | #REF! | 4263.9167
HEAT062 | TS3hp Titanium barrel 2c |  | 3 | 575h*215d | 0 | 0.08 *600mm |  | 1091.2698 |  |  |  | #REF! | 4689.75
HEAT063 | TS4hp Titanium barrel 2c |  | 4 | 675h*215d | 0 | 0.075 * 200mm |  | 1550.0992 |  |  |  | #REF! | 0
HEAT064 | TS5hp Titanium barrel 2c |  | 5 | 675h*265d | 0 | 0.09*250mm |  | 1847.7183 |  |  |  | #REF! | 0
HEAT065 | T5hp-2c Titanium barrel | TITANIUM CHILLER BARREL (2c) pvc casing for marine water | 5 | 660*250*402 | 18KW |  |  | 1860.119 | JT160GABY1L | Daikin Scroll Comp 3ph |  | #REF! | 0
HEAT067 | T8hp-2C Titanium barrel |  | 8 | 880*250*402 | 28KW |  |  | 2962.5496 | MLZ058T4LC9 | Danfoss Scroll |  | #REF! | 0
HEAT068 | T10hp-2cC Titanium barrel |  | 10 | 1020*250*402 | 35KW |  |  | 3348.2143 |  |  |  | #REF! | 0
HEAT069 | T12hp-2cC Titanium barrel |  | 12 | 1200*250*402 | 36KW |  |  | 3472.2222 | SM124A4ALB |  |  | #REF! | 0
HEAT070 | T15hp-2cC Titanium barrel |  | 15 | 1500*250*402 | 47KW |  |  | ~ | SM147A4ALB |  |  | #REF! | 0
HEAT071 | T20hp-2cC Titanium barrel |  | 20 | 1150*355*513 | 56KW |  |  | ~ | SM185S4CC |  |  | #REF! | 0
HEAT082 | T5SSCB Titanium barrel (5HP) +2C | TITANIUM CHILLER BARREL S/STEEL CASING 2c | 5 | 0 | 0 |  |  | 1711.3095 |  |  |  | #REF! | 0
HEAT083 | T6SSCB Titanium barrel |  | 6 | 0 | 0 |  |  | 1934.5238 |  |  |  | #REF! | 0
HEAT084 | T8SSCB Titanium barrel |  | 8 | 0 | 0 |  |  | 2380.9524 |  |  |  | #REF! | 0
HEAT085 | T10SSCB Titanium barrel |  | 10 | 0 | 0 |  |  | 3224.2063 |  |  |  | #REF! | 0
HEAT086 | T12SSCB Titanium barrel |  | 12 | 0 | 0 |  |  | 3720.2381 |  |  |  | #REF! | 0
HEAT087 | T15SSCB Titanium barrel |  | 15 | 0 | 0 |  |  | 4687.5 |  |  |  | #REF! | 0
HEAT088 | T20SSCB Titanium barrel |  | 20 | 0 | 0 |  |  | 6423.6111 |  |  |  | #REF! | 0
HEAT089 | T25SSCB Titanium barrel |  | 25 | 0 | 0 |  |  | 7229.6627 |  |  |  | #REF! | 0
HEAT090 | T30SSCB 2in1 Titanium barrel |  | 30 | 0 | 0 |  |  | 8370.5357 |  |  |  | #REF! | 0
HEAT091 | T40SSCB 2in1 Titanium barrel cw flange |  | 40 | 0 | 0 |  |  | 12152.7778 |  |  |  | #REF! | 0
HEAT092 | T50SSCB Titanium barrel |  | 50 | 0 | 0 |  |  | ~ |  |  |  | #REF! | 0
HEAT093 | TIT-1hp | Tube in tube condenser (copper) | 1hp | 0 | 0 |  |  | 520.8333 |  |  |  | #REF! | 0
HEAT094 | TIT-1.5hp |  | 1.5hp | 0 | 0 |  |  | 657.2421 |  |  |  | #REF! | 0
HEAT095 | TIT-2hp |  | 2hp | 0 | 0 |  |  | 760.1687 |  |  |  | #REF! | 0
HEAT096 | TIT-3hp |  | 3hp | 0 | 0 |  |  | 886.6567 |  |  |  | #REF! | 0
HEAT097 | TIT-4hp |  | 4hp | 0 | 0 |  |  | 1029.2659 |  |  |  | #REF! | 0
HEAT098 | TIT-5hp |  | 5hp | 0 | 0 |  |  | 1190.4762 |  |  |  | #REF! | 0
HEAT099 | TIT-8hp |  | 7hp | 0 | 0 |  |  | ~ |  |  |  | #REF! | 0
HEAT100 | TIT-10hp |  | 10hp | 0 | 0 |  |  | ~ |  |  |  | #REF! | 0
HEAT101 | TIT-12hp |  | 12hp | 0 | 0 |  |  | ~ |  |  |  | #REF! | 0
HEAT102 | TIT-15hp |  | 15hp | 0 | 0 |  |  | ~ |  |  |  | #REF! | 0
HEAT102.01 | 1hp Tube in tube water cooled condenser | ICE MACHINE HEAT EXCHANGER | 1 | 0 |  |  |  | 184.5238
HEAT102.02 | 1.5hp Tube in tube water cooled condenser |  | 1.5 | 0 |  |  |  | 267.8571
HEAT102.03 | 2hp Tube in tube water cooled condenser |  | 2 | 0.52*7rolls |  |  |  | 401.7857
HEAT102.04 | 2.5hp Tube in tube water cooled condenser |  | 2.5 | 0 |  |  |  | 476.1905
HEAT102.05 | 3hp Tube in tube water cooled condenser |  | 3 | 0 |  |  |  | 505.9524
HEAT102.07 | 5hp Tube in tube water cooled condenser |  | 5 | 0 |  |  |  | 809.5238
ITEM CODE | Model No. | Description | Power (hp) | Volt/Hz | Max.F (L/min) | Inlet/Outlet | Max.Head (m) | RM | Weight | Picture
HEAT103 | HCPF-60 | Centrifugal pumps 1.pump body:cast iron 2.pump support:cast iron 3.motor housing:aluminum 4.Impeller:Brass 5.Shaft:AISI420 SS 6.Mechanical seal: Ceramic/ceramic 7.without plug. | 1.5Hp | 220V~240V/50Hz | 500 | 2",2" | 20 | 496.8333 | N.W:22.5kg
HEAT104 | HCPF-70 |  | 2Hp |  | 550 |  | 24 | 517.0833 | N.W:23.5kg
HEAT105 | HCPF-80 |  | 3Hp |  | 550 |  | 30 | 627.0833 | N.W:28kg
HEAT106 | HGAM-70 |  | 1Hp |  | 300 | 1 1/2",1 1/2" | 18 | 316.8333 | N.W:14.5kg
HEAT107 | HGAM-75 |  | 1.5Hp |  | 380 |  | 20 | 325.1667 | N.W:15kg
HEAT108 | HGAM-80 |  | 2Hp |  | 500 | 2",2" | 22 | 468.75 | N.W:21.5kg
HEAT109 | HCT-26S | Centrifugal pumps 1.pump body:cast iron 2.pump support:cast iron 3.motor housing:aluminum 4.Impeller:AISI304 SS 5.Shaft:AISI420 SS 6.Mechanical seal: Ceramic/ceramic 7.without plug. | 1Hp |  | 140 | 1 1/4",1" | 26 | 436.8333 | N.W:9.7kg
HEAT110 | HCT-30S |  | 1.5Hp |  | 180 |  | 30 | 582.25 | N.W:16kg
HEAT111 | HCT-33S |  | 2Hp |  | 200 |  | 33 | 599.3333 | N.W:17.3kg
HEAT112 | PC-10 | Automatic control: 1.Electric switch used in water systems. 2.It starts the electric pump automatically after a pressure decrease(taps opening)and stops it when the fluid flow interrupts at the maximum pressure level of the electric pump(taps closed). 3.Completely replaced traditional pump control system composed of pressure switch,pressure tank and check valve,etc. 4.Stop the water pump in the case of water shortage. | 1.5bar /2.2bar -10bar | 220V-240V 50Hz/60Hz |  | G1"male |  | 115.5833
HEAT113 | HCPF-60 | Centrifugal pumps 1.pump body:cast iron 2.pump support:cast iron 3.motor housing:aluminum 4.Impeller:Brass 5.Shaft:AISI420 SS 6.Mechanical seal: Ceramic/ceramic 7.without plug. | 1.5Hp | 380V~420V/50Hz | 500 | 2",2" | 20 | 501.3333 | N.W:22.5kg
HEAT114 | HCPF-70 |  | 2Hp |  | 550 |  | 24 | 521 | N.W:23.5kg
HEAT115 | HCPF-80 |  | 3Hp |  | 550 |  | 30 | 632.5 | N.W:28kg
HEAT116 | HGAM-70 |  | 1Hp |  | 300 | 1 1/2",1 1/2" | 18 | 333.0833 | N.W:14.5kg
HEAT117 | HGAM-75 |  | 1.5Hp |  | 380 |  | 20 | 339.0833 | N.W:15kg
HEAT118 | HGAM-80 |  | 2Hp |  | 500 | 2",2" | 22 | 476.25 | N.W:21.5kg
HEAT119 | HCT-26S | Centrifugal pumps 1.pump body:cast iron 2.pump support:cast iron 3.motor housing:aluminum 4.Impeller:AISI304 SS 5.Shaft:AISI420 SS 6.Mechanical seal: Ceramic/ceramic 7.without plug. | 1Hp |  | 140 | 1 1/4",1" | 26 | 446.0833 | N.W:9.7kg
HEAT120 | HCT-30S |  | 1.5Hp |  | 180 |  | 30 | 592.5833 | N.W:16kg
HEAT121 | HCT-33S |  | 2Hp |  | 200 |  | 33 | 609.25 | N.W:17.3kg
HEAT122 | HQSm-80AX |  | 1Hp |  |  |  |  | 583.3333
0 | 0
ITEM CODE | Model No. | Description | Inlet/Outlet | Dealer Cash(RM) above 5pcs -5% | Picture
HEAT123 | DN15-S | 216中型球阀 (Medium duty ball valve) all copper brass material | 1/2" | 43.9286
HEAT124 | DN20-S |  | 3/4" | 58.0833
HEAT125 | DN25-S |  | 1" | 90.7857
HEAT126 | DN15-B | 216大型球阀 (Heavy duty ball valve) all copper brass material | 1/2" | 55.1548
HEAT127 | DN20-B |  | 3/4" | 65.8929
HEAT128 | DN25-B |  | 1" | 107.381
HEAT129 | DN32-B |  | 1 1/4" | 155.7024
HEAT130 | DN40-B |  | 1 1/2" | 215.7381
PRICE VALID : For intend order only and ex-factory at K.L price
*PRICE WILL BE CHANGE ON THE FINAL PAYMENT DUE TO THE CURRENCY RATE
*PLEASE EMAIL OR FAX OVER THE BANK IN SLIP
BANK ACC :HONG LEONG BANK BHD 36600016285 , PUBLIC BANK BHD 3119617816
BENEFICIARY :WELLER AIR-COND PARTS ENTERPRICE SDN BHD
COMPUTER PRINT GENERATE ONLY
GASKET TYPE HEAT EXCHANGER |  |  | TCU CONDENSER SET

## BITZER
WELLER AIR-COND PARTS ENTERPRISE SDN BHD (613386-K)
DATE :15.1.26
ITEM CODE | ITEM CODE | ITEM CODE | BRAND | Accessories | HP | BTU AT 0C to -25C | Germany Bitzer (RM) | ACC OF REF | CU QC MODEL | Cond QC (RM) | HTC MODEL | HTC cond (RM)
0 | 2HES-1(Y) | 2HC-1.2 | GUANRANTEE ORIGINAL BITZER SEMI-HERMERTIC COMPRESSOR | CH | 1.5 LT | 4900btu | 0 | All danfoss acc filter drier,sight glass,hand valve,solenoid valve,hi-lo control,oil pressure gauge ,oil separator,suction accumulator,vibration hose and etc. | CU - 22 QC | 0 | 0 | 0
0 | 2HES-2(Y) | 2HC-2.2 |  | CH | 2 MT | 14100btu | 0 |  | CU - 32 QC | 0 | HTC-3 | 0
0 | 2GES-2(Y) | 2GC-2.2 |  | CH | 2 LT | 5870btu | 0 |  | CU - 32 QC | 7925.4057 | HTC-3 | 8331.6791
0 | 2FES-2(Y) | 2FC-2.2 |  | CH | 2 LT | 7030btu | 4818.1818 |  | CU - 36 QC | 8269.5158 | HTC-3 | 8543.1076
0 | 2FES-3(Y) | 2FC-3.2 |  | CH | 3 MT | 20100btu | 5053.2468 |  | CU - 40 QC | 8617.5185 | HTC-3 | 8801.6791
0 | 2EES-2(Y) | 2EC-2.2 |  | CH | 2 LT | 8157btu | 6809.0909 |  | CU - 40 QC | 10548.9471 | HTC-3 | 10733.1076
0 | 2EES-3(Y) | 2EC-3.2 |  | CH | 3 MT | 23891btu | 7344.1558 |  | CU - 50 QC | 11371.7631 | HTC-3 | 11321.6791
BIT001 | 2DES-2(Y) | 2DC-2.2 |  | CH | 2 LT | 9078btu | 7081.8182 |  | CU - 40 QC | 10848.9471 | HTC-4 | 11345.2578
BIT002 | 2DES-3(Y) | 2DC-3.2 |  | CH | 3 MT | 28600btu | 7381.8182 |  | CU - 50 QC | 11413.1917 | HTC-4 | 11675.2578
BIT003 | 2CES-3(Y) | 2CC-3.2 |  | CH | 3 LT | 11399btu | 7483.1169 |  | CU - 50 QC | 11524.6202 | HTC-4 | 11786.6864
BIT004 | 2CES-4(Y) | 2CC-4.2 |  | CH | 4 MT | 35119btu | 7797.4026 |  | CU - 64 QC | 12433.4845 | HTC-5 | 12175.4559
BIT005 | 4FES-3(Y) | 4FC-3.2 |  | CH | 3 LT | 12867btu | 7905.1948 |  | CU - 50 QC | 11988.9059 | HTC-5 | 12294.0273
BIT006 | 4FES-5(Y) | 4FC-5.2 |  | CH | 5 MT | 40682btu | 8731.1688 |  | CU - 72 QC | 13775.3461 | HTC-8 | 13958.1457
BIT007 | 4EES-4(Y) | 4EC-4.2 |  | CH | 4 LT | 16006btu | 8229.8701 |  | CU - 64 QC | 13128.1198 | HTC-5 | 12870.0912
BIT008 | 4EES-6(Y) | 4EC-6.2 |  | CH | 6 MT | 52000btu | 9290.9091 |  | CU - 90 QC | 14660.8352 | HTC-8 | 14573.86
BIT009 | 4DES-5(Y) | 4DC-5.2 |  | CH | 5 LT | 19010btu | 10359.7403 |  | CU - 72 QC | 15769.5097 | HTC-8 | 15952.3093
BIT010 | 4DES-7(Y) | 4DC-7.2 |  | CH | 7 MT | 60853btu | 10711.6883 |  | CU - 100 QC | 16637.3978 | HTC-10 | 16813.0593
BIT011 | 4CES-6(Y) | 4CC-6.2 |  | CH | 6 LT | 21024btu | 11335.0649 |  | CU - 90 QC | 17112.1416 | HTC-8 | 17025.1665
BIT012 | 4CES-9(Y) | 4CC-9.2 |  | CH | 9 MT | 69000btu | 11774.026 |  | CU - 125 QC | 18547.8156 | HTC-12 | 18368.0766
BIT012.1 | 4VES-7(Y) | 4VCS-6.2 |  | CH | 6 LT | 24983btu | 13629.8701 |  | CU - 100 QC | 20479.525 | HTC-10 | 20655.1865
BIT013 | 4VES-10(Y) | 4VCS-10.2 |  | CH | 10 MT | 79864btu | 13305.1948 |  | CU - 144 QC | 21431.7937 | HTC-12 | 20684.4895
BIT014 | 4TES-9(Y) | 4TCS-8.2 |  | CH | 8 LT | 30887btu | 12989.6104 |  | CU - 125 QC | 20517.0856 | HTC-12 | 20337.3466
BIT015 | 4TES-12(Y) | 4TCS-12.2 |  | CH | 12 MT | 96246btu | 14609.0909 |  | CU - 160 QC | 23413.5849 | HTC-15 | 22479.3625
BIT016 | 4PES-12(Y) | 4PCS-10.2 |  | CH | 10 LT | 35870btu | 14096.1039 |  | CU - 144 QC | 22444.6509 | HTC-15 | 22057.9339
BIT017 | 4PES-15(Y) | 4PCS-15.2 |  | CH | 15 MT | 115359btu | 14144.1558 |  | CU - 200 QC | 24102.9161 | HTC-20 | 22535.9116
BIT018 | 4NES-14(Y) | 4NCS-12.2 |  | CH | 12 LT | 41911btu | 15409.0909 |  | CU - 160 QC | 24589.6715 | HTC-20 | 24080.5696
BIT019 | 4NES-20(Y) | 4NCS-20.2 |  | CH | 20 MT | 133960btu | 17512.987 |  | CU - 250 QC | 30583.8222 | HTC-25 | 27793.2371
BIT020 | 4HE-18(Y) | 4H-15.2 |  | OPSS/CH | 15 LT | 53925btu | 20968.8312 |  | CU - 200 QC | 32451.2594 | HTC-20 | 30884.2549
BIT021 | 4HE-25(Y) | 4H-25.2 |  | OPSS/CH | 25 MT | 174404btu | 24474.026 |  | CU - 300 QC | 40238.875 | HTC-30 | 37105.6882
BIT022 | 4GE-23(Y) | 4G-20.2 |  | OPSS/CH | 20 LT | 62628btu | 24337.6623 |  | CU - 250 QC | 38815.2046 | HTC-25 | 36024.6195
BIT023 | 4GE-30(Y) | 4G-30.2 |  | OPSS/CH | 30 MT | 200001btu | 27214.2857 |  | CU - 350 QC | 45296.4567 | HTC-35 | 41933.3382
BIT023.1 | 4FE-28(Y) | 6J-22.2 |  | OPSS/CH | 22 LT | 69795btu | 25155.8442 |  | CU - 300 QC | 41856.7641 | HTC-30 | 38723.5772
BIT023.2 | 4FE-35(Y) | 6J-33.2 |  | OPSS/CH | 33 MT | 226281btu | 25659.7403 |  | CU - 400 QC | 45378.8212 | HTC-40 | 40580.5755
BIT024 | 6HE-28(Y) | 6H-25.2 |  | OPSS/CH | 25 LT | 80888btu | 27474.026 |  | CU - 300 QC | 44406.7641 | HTC-30 | 41273.5772
BIT025 | 6HE-35(Y) | 6H-35.2 |  | OPSS/CH | 35 MT | 262118btu | 36064.9351 |  | CU - 400 QC | 57392.2458 | HTC-40 | 52594.0001
BIT026 | 6GE-34(Y) | 6G-30.2 |  | OPSS/CH | 30 LT | 93857btu | 30759.7403 |  | CU - 350 QC | 49764.167 | HTC-35 | 46401.0486
BIT027 | 6GE-40(Y) | 6G-40.2 |  | OPSS/CH | 40 MT | 300344btu | 35928.5714 |  | CU - 500 QC | 59601.7132 | HTC-50 | 54231.9098
BIT028 | 6FE-44(Y) | 6F-40.2 |  | OPSS/CH | 40 LT | 113482btu | 40564.9351 |  | CU - 400 QC | 62827.7358 | HTC-40 | 58029.4901
BIT029 | 6FE-50(Y) | 6F-50.2 |  | OPSS/CH | 50 MT | 355293btu | 38655.8442 |  | CU - 500 QC | 62601.7132 | HTC-55 | 58512.8019
BIT029.1 | S4G-12.2Y | 0 |  | OPSS/CH | 0 | 0 | 32383.1169 |  | CU - 160 QC | 44673.3107 | 0 | 0
BIT029.2 | S6J-16.2Y | 0 |  | OPSS/CH | 0 | 0 | 37292.2078 |  | CU - 200 QC | 51131.2133 | 0 | 0
BIT029.3 | S6H-20.2Y | 0 |  | OPSS/CH | 0 | 0 | 38041.5584 |  | CU - 250 QC | 54757.3794 | 0 | 0
BIT029.4 | S6G-25.2Y | S6H-20.2 |  | OPSS/CH | 20 LT | 0 | 42268.8312 |  | CU - 250 QC | 61690.9459 | 0 | 0
BIT030 | S6F-30.2Y GERMANY | S6F-30.2 GERMANY |  | OPSS/CH | 30 LT | 113482btu | 44655.8442 |  | CU - 350 QC | 65492.067 | HTC-35 | 62128.9486
LT - LOW TEMP COMPRESSOR , MT - MEDIUM TEMP COMPRESSOR
ACCESSORIES : OPSS - OIL PRESSURE SWITCH , CH - CRANKCASE HEATER
PRICE VALID : For intend order only and ex-factory at K.L price
*PLEASE EMAIL OR FAX OVER THE BANK IN SLIP
BANK ACC :HONG LEONG BANK BHD 36600016285 , PUBLIC BANK BHD 3119617816
BENEFICIARY :WELLER AIR-COND PARTS ENTERPRICE SDN BHD
COMPUTER PRINT GENERATE ONLY

## REFCOMP
WELLER AIR-COND PARTS ENTERPRISE SDN BHD (613386-K)
DATE :15.1.26
ITEM CODE | MODEL | Equalvelant bitzer | BRAND | Accessories | HP | BTU AT 0C to -25C | (RM) | ACC OF REF | CU QC MODEL | Cond QC (RM) | HTC MODEL | HTC cond (RM)
REF001 | SPC-19L（3匹） | 4FES3Y | REFCOMP SEMI-HERMERTIC COMPRESSOR USE FOR R404A,R507,R22 | CH | 3 LT | 11399btu | 4682.4164 | All danfoss acc filter drier,sight glass,hand valve,solenoid valve,hi-lo control,oil pressure gauge ,oil separator,suction accumulator,vibration hose and etc. | CU - 50 QC | 8531.552 | HTC-4 | 8813.7771
REF002 | SPC4-23L（4匹） | 4EES4Y |  | CH | 4 LT | 16006btu | 4825.6803 |  | CU - 72 QC | 9395.4722 | HTC-8 | 9592.3333
REF003 | SPC4-27L（5匹） | 4DES-5(Y) |  | CH | 5 LT | 21024btu | 5118.6779 |  | CU - 64 QC | 9888.8973 | HTC-8 | 10188.9253
REF004 | SPC4-33L（6匹） | 4CES-6(Y) |  | CH | 6 LT | 262118btu | 5518.8923 |  | CU - 90 QC | 10713.591 | HTC-8 | 10619.9254
REF005 | SP4LF 060E | 4VES-7(Y) |  | CH | 6 LT | 29000btu | 6683.8121 |  | CU - 72 QC | 11911.5153 | HTC-8 | 12108.3764
REF006 | SP4LF 080E | 4TES-9(Y) |  | CH | 8 LT | 30887btu | 6729.9107 |  | CU - 100 QC | 12478.8856 | HTC-10 | 12668.0595
REF007 | SP4LF 100E | 4PES-10(Y) |  | CH | 10 LT | 35870btu | 7149.6506 |  | CU - 90 QC | 12734.4835 | HTC-8 | 12640.8179
REF008 | SP4LF 120E | 4NES-14(Y) |  | CH | 12 LT | 41911btu | 7539.7904 |  | CU - 144 QC | 14791.9685 | HTC-10 | 13571.0069
REF009 | SP4L 150E | 4JE15(Y) |  | OPSS/CH | 15 LT | 45000btu | 9459.4332 |  | CU - 100 QC | 16037.744 | HTC-8 | 15716.8795
REF010 | SP4L 180E | 4HE-18(Y) |  | OPSS/CH | 18 LT | 53925btu | 10051.9216 |  | CU - 144 QC | 18085.944 | HTC-12 | 17281.1548
REF011 | SP4L 220E | 4GE-23(Y) |  | OPSS/CH | 22 LT | 62628btu | 10343.5559 |  | CU - 125 QC | 17788.7876 | HTC-10 | 17179.0501
REF012 | SP4L 250E | 4FE-25(Y) |  | OPSS/CH | 25 LT | 72000btu | 12237.4806 |  | CU - 160 QC | 22806.593 | HTC-15 | 20177.0046
REF013 | SP6L 270E | 6HE-28(Y) |  | OPSS/CH | 28 LT | 80888btu | 12882.861 |  | CU - 300 QC | 29202.0368 | HTC-30 | 25695.301
REF014 | SP6L 300E | 6GE-34(Y) |  | OPSS/CH | 30 LT | 93857btu | 14127.038 |  | CU - 200 QC | 24522.2944 | HTC-20 | 22834.7511
REF015 | SP6L 400E | 6FE-44(Y) |  | OPSS/CH | 40 LT | 113482btu | 16440.2174 |  | CU - 160 QC | 25874.1309 | HTC-15 | 24868.0452
REF016 | SPC4-19H（5匹） | 4FES5Y |  | CH | 5 MT | 0 | 4823.8317 |  | CU - 250 QC | 17606.7677 | HTC-25 | 14601.5222
REF017 | SPC4-23H（6匹） | 4EES6Y |  | CH | 6 MT | 0 | 5053.0538 |  | CU - 200 QC | 15770.8624 | HTC-20 | 14083.3191
REF018 | SPC4-27H（8匹） | 4DES7Y |  | CH | 7 MT | 0 | 5541.9994 |  | CU - 300 QC | 21296.4936 | HTC-28 | 17343.4741
REF019 | SPC4-33H（9匹） | 4CES9Y |  | CH | 9 MT | 0 | 5746.2659 |  | CU - 250 QC | 19327.1617 | HTC-25 | 16321.9163
REF020 | SP4HF 1000 | 4VES10Y |  | CH | 10 MT | 0 | 6686.2384 |  | CU - 350 QC | 23933.6751 | HTC-35 | ~
REF021 | SP4HF 1200 | 4TES12Y |  | CH | 12 MT | 0 | 7149.6506 |  | CU - 300 QC | 23027.8103 | HTC-30 | ~
REF022 | SP4HF 1500 | 4PES15Y |  | CH | 15 MT | 0 | 7539.7904 |  | CU - 350 QC | 25455.751 | HTC-35 | ~
REF023 | SP4HF 2000 | 4NES20Y |  | CH | 20 MT | 0 | 7960.986 |  | CU - 350 QC | 25909.3463 | HTC-35 | ~
REF024 | SP4H 2200 | 4JE22Y |  | OPSS/CH | 22 MT | 0 | 10588.1211 |  | CU - 500 QC | 34175.3466 | HTC-40 | ~
REF025 | SP4H 2500 | 4HE25Y |  | OPSS/CH | 25 MT | 0 | 11050.0776 |  | CU - 400 QC | 32654.7087 | HTC-50 | 27649.8477
REF026 | SP4H 3000 | 4GE30Y |  | OPSS/CH | 30 MT | 0 | 11368.4006 |  | CU - 500 QC | 35477.1861 | HTC-50 | ~
REF027 | SP4H 3500 | 4FE35Y |  | OPSS/CH | 35 MT | 0 | 13447.205 |  | CU - 350 QC | 32286.1299 | HTC-35 | ~
REF028 | SP6H 3700 | 6HE35Y | REFCOM SCREW LOW TEMP COMPRESSOR | OPSS/CH | 37 MT | 0 | 14127.5233 |  | 0 | 0 | 0 | 0
REF029 | SP6H 4000 | 6GE40Y |  | OPSS/CH | 40 MT | 0 | 14808.8121 |  | 0 | 0 | 0 | 0
REF030 | SP6H 5000 | 6FE50Y |  | OPSS/CH | 50 MT | 0 | 15674.4953 |  | 0 | 0 | 0 | 0
REF031 | SBC4-120E | S4G-12.2Y |  | OPSS/CH | 0 | 0 | 13237.5776 |  | 0 | 0 | 0 | 0
REF032 | SBC4-140E | S4F-14.2Y |  | OPSS/CH | 0 | 0 | 16013.1988 |  | 0 | 0 | 0 | 0
REF033 | SBC6-160E | S6J-16.2Y |  | OPSS/CH | 0 | 0 | 17351.5602 |  | 0 | 0 | 0 | 0
REF034 | SBC6-200E | S6H-20.2Y |  | OPSS/CH | 0 | 0 | 17626.9965 |  | 0 | 0 | 0 | 0
REF035 | SBC6-250E | S6G-25.2Y |  | OPSS/CH | 0 | 0 | 19748.2254 |  | CU - 300 QC | 46359.6399 | 0 | 0
REF036 | SBC6-300E | S6F-30.2Y |  | OPSS/CH | 0 | 0 | 23291.9255 |  | 0 | 0 | 0 | 0
0 | SW3L 3000 |  |  |  | 30LT |  | ~ |  | CU - 400 QC | 45857.5109
REF041 | SW3L 4000 |  |  |  | 40LT |  | 20826.7669 |  | CU - 500 QC | 57343.9965
REF042 | SW3L 5000 |  |  |  | 50LT |  | 22812.0301 |  | CU400QC *2 | 72232.6854
0 | SW3L 6000 |  |  |  | 60LT |  | ~ |  | CU350QC *3 | ~
0 | SW3L 7000 |  |  |  | 70LT |  | ~ |  | CU400QC *3 | ~
REF045 | SW3L 8000 |  |  |  | 80LT |  | 27744.3609 |  | CU500QC *3 | 100905.1837
0 | SW3L 9500 |  |  |  | 95LT |  | 0 |  | 0 | 0
0 | SW3L 10500 |  |  |  | 105LT |  | 0 |  | 0 | 0
0 | SW3L 11500 |  |  |  | 115LT |  | 0 |  | 0 | 0
0 | SW3L 13000 |  |  |  | 130LT |  | 0 |  | 0 | 0
0 | SW3L 16000 |  |  |  | 150LT |  | 0 |  | 0 | 0
0 | SW3L 18000 |  |  |  | 170LT |  | 0 |  | 0 | 0
0 | SW3L 20000 |  |  |  | 200LT |  | 0 |  | 0 | 0
0 | SW3L 22000 |  |  |  | 220LT |  | 0 |  | 0 | 0
0 | SW3L 23000 |  |  |  | 230LT |  | 0 |  | 0 | 0
0 | SW3H 4000 |  |  |  | 40MT |  | 0 |  | 0 | 0
0 | SW3H 5000 |  |  |  | 50MT |  | 26714.2857 |  | 0 | 66169.2308
0 | SW3H 6000 |  |  |  | 60MT |  | 0 |  | 0 | 0
0 | SW3H 7500 |  |  |  | 75MT |  | 0 |  | 0 | 0
0 | SW3H 9000 |  |  |  | 90MT |  | 0 |  | 0 | 0
0 | SW3H 10500 |  |  |  | 105MT |  | 0 |  | 0 | 0
0 | SW3H 11500 |  | REFCOM SCREW HIGH TEMP COMPRESSOR |  |  |  | 0 |  | 0 | 0
0 | SW3H 12500 | [5 empty] | 0 |  | 0 | 0
0 | SW3H 14000 | [5 empty] | 0 |  | 0 | 0
0 | SW3H 16000 | [5 empty] | 0 |  | 0 | 0
0 | SW3H 19000 | [5 empty] | 0 |  | 0 | 0
0 | SW3H 21000 | [5 empty] | 0 |  | 0 | 0
0 | SW3H 24000 | [5 empty] | 0 |  | 0 | 0
0 | SW3H 25000 | [5 empty] | 0 |  | 0 | 0
0 | SRC-XS-040 | [5 empty] | 0 |  | 0 | 0
0 | SRC-XS-050 | [5 empty] | 0 |  | 0 | 0
0 | SRC-XS-060 | [5 empty] | 0 |  | 0 | 0
0 | SRC-S-113 | [5 empty] | 0 |  | 0 | 0
0 | SRC-S-133 | [5 empty] | 0 |  | 0 | 0
0 | SRC-S-163 | [5 empty] | 0 |  | 0 | 0
0 | SRC-S-183 | [5 empty] | 0 |  | 0 | 0
0 | SRC-S-213 | [5 empty] | 0 |  | 0 | 0
0 | SRC-S-255 | [5 empty] | 0 |  | 0 | 0
0 | SRC-S-285 | [5 empty] | 0 |  | 0 | 0
0 | SRC-S-305 | [5 empty] | 0 |  | 0 | 0
0 | SRC-S-353 | [5 empty] | 0 |  | 0 | 0
0 | SRC-S-413 | [5 empty] | 0 |  | 0 | 0
0 | SRC-S-463 |  | REFCOM SCREW HIGH TEMP COMPRESSOR |  |  |  | 0 |  | 0 | 0
0 | SRC-S-503 | [5 empty] | 0 |  | 0 | 0
0 | SRC-S-553 | [5 empty] | 0 |  | 0 | 0
0 | SRC-S-603 | [5 empty] | 0 |  | 0 | 0
0 | SRC-S-755 | [5 empty] | 0 |  | 0 | 0
0 | SRC-S-785 | [5 empty] | 0 |  | 0 | 0
0 | SRC-S-885 | [5 empty] | 0 |  | 0 | 0
0 | SRC-S-985 | [5 empty] | 0 |  | 0 | 0
0 | 134-XS-040 | [5 empty] | 0 |  | 0 | 0
0 | 134-XS-050 | [5 empty] | 0 |  | 0 | 0
0 | 134-XS-060 | [5 empty] | 0 |  | 0 | 0
0 | 134-S-071 | [5 empty] | 0 |  | 0 | 0
0 | 134-S-081 | [5 empty] | 0 |  | 0 | 0
0 | 134-S-091 | [5 empty] | 0 |  | 0 | 0
0 | 134-S-101 | [5 empty] | 0 |  | 0 | 0
0 | 134-S-110 | [5 empty] | 0 |  | 0 | 0
0 | 134-S-120 | [5 empty] | 0 |  | 0 | 0
LT - LOW TEMP COMPRESSOR , MT - MEDIUM TEMP COMPRESSOR
ACCESSORIES : OPSS - OIL PRESSURE SWITCH , CH - CRANKCASE HEATER
*PLEASE EMAIL OR FAX OVER THE BANK IN SLIP
BANK ACC :HONG LEONG BANK BHD 36600016285 , PUBLIC BANK BHD 3119617816
BENEFICIARY :WELLER AIR-COND PARTS ENTERPRICE SDN BHD
COMPUTER PRINT GENERATE ONLY

## WELZER
WELLER AIR-COND PARTS ENTERPRISE SDN BHD (613386-K)
DATE :15.1.26
ITEM CODE | MODEL | EQUAVELANT MODEL | HP | Dealer (RM) CASH -10% | ACC OF REF | CU QC MODEL | Cond QC (RM) | HTC MODEL | HTC cond (RM)
CB001 | B2DES-2(Y) | 2DC-2.2 | 2LT | 2442.5287 | All danfoss acc filter drier,sight glass,hand valve,solenoid valve,hi-lo control,oil pressure gauge ,oil separator,suction accumulator,vibration hose and etc. | CU - 40 QC | 5366.988 | HTC-4 | 5901.4765
CB002 | B2CES-3(Y) | 2CC-3.2 | 3LT | 2622.6966 |  | CU - 50 QC | 5780.0165 | HTC-4 | 6062.2416
CB003 | B4FES-3(Y) | 4FC-3.2 | 3LT | 3323.6929 |  | CU - 50 QC | 6456.6547 | HTC-4 | 6738.8798
CB004 | B4EES-4(Y) | 4EC-4.2 | 4LT | 3380.998 |  | CU - 64 QC | 7298.0261 | HTC-5 | 7020.1492
CB005 | B4DES-5(Y) | 4DC-5.2 | 5LT | 3440.3137 |  | CU - 72 QC | 7635.115 | HTC-8 | 7831.9761
CB006 | B4CES-6(Y) | 4CC-6.2 | 6LT | 3501.7479 |  | CU - 90 QC | 7925.6416 | HTC-8 | 7831.9761
CB007 | B4TES-9(Y) | 4TCS-8.2 | 8LT | 4987.6847 |  | CU - 125 QC | 10918.4493 | HTC-10 | 10308.7118
CB008 | B4PES-12(Y) | 4PCS-10.2 | 10LT | 5154.1689 |  | CU - 144 QC | 11755.1516 | HTC-12 | 10950.3624
CB009 | B4NES-14(Y) | 4NCS-12.2 | 12LT | 5197.5005 |  | CU - 160 QC | 12502.3004 | HTC-15 | 11496.2147
CB010 | B4HE-18(Y) | 4H15.2 | 15LT | 7011.0899 |  | CU - 200 QC | 15876.2495 | HTC-20 | 14188.7062
CB011 | B4GE-23(Y) | 4G-20.2 | 20LT | 7571.0547 |  | CU - 250 QC | 19125.9802 | HTC-25 | 16120.7347
CB012 | B6HE-28(Y) | 6H-25.2 | 25LT | 9511.0899 |  | CU - 300 QC | 23282.8119 | HTC-30 | 19908.6106
CB013 | B6GE-34(Y) | 6G-30.2 | 30LT | 9594.8642 |  | CU - 350 QC | 25151.9077 | HTC-35 | 21530.0878
CB014 | B6FE-44(Y) | 6F-40.2 | 40LT | 10130.5785 |  | CU - 400 QC | 28096.5722 | HTC-50 | 24331.8365
CB015 | B4FES-5(Y) | 4FC-5.2 | 5MT | 3325.1232 |  | CU - 72 QC | 7585.2574 | HTC-8 | 7782.1185
CB016 | B4EES-6(Y) | 4EC-6.2 | 6MT | 3435.7325 |  | CU - 90 QC | 7974.4817 | HTC-8 | 7880.8161
CB017 | B4DES-7(Y) | 4DC-7.2 | 7MT | 3435.7325 |  | CU - 100 QC | 8201.6806 | HTC-10 | 8390.8546
CB018 | B4CES-9(Y) | 4CC-9.2 | 9MT | 3648.9692 |  | CU - 125 QC | 9723.9031 | HTC-12 | 9530.338
CB019 | B4VES-10(Y) | 4VCS-10.2 | 10MT | 5131.3629 |  | CU - 144 QC | 11734.8016 | HTC-12 | 10930.0124
CB020 | B4TES-12(Y) | 4TCS-12.2 | 12MT | 5338.2464 |  | CU - 160 QC | 12344.7729 | HTC-15 | 11338.6872
CB021 | B4PES-15(Y) | 4PCS-15.2 | 15MT | 5668.9342 |  | CU - 200 QC | 13887.8154 | HTC-20 | 12200.2721
CB022 | B4NES-20(Y) | 4NCS-20.2 | 20MT | 5970.0964 |  | CU - 250 QC | 16630.7017 | HTC-25 | 13625.4562
CB023 | B4HE-25(Y) | 4H-25.2 | 25MT | 7551.2134 |  | CU - 300 QC | 20479.3102 | HTC-30 | 17105.109
CB024 | B4GE-30(Y) | 4G-30.2 | 30MT | 7854.3439 |  | CU - 350 QC | 23019.3306 | HTC-35 | 19397.5107
CB024.1 | B6HE-35(Y) | 6H-35.2 | 35MT | 9645.5696 |  | CU - 400 QC | 27128.9514 | HTC-40 | 21961.6099
CB025 | B6GE-40(Y) | 6G-40.2 | 40MT | 9645.5696 |  | CU - 500 QC | 29667.0013 | HTC-50 | 23884.1361
CB025.2 | B6FE-50(Y) | 6F-50.2 | 50MT | 9755.7989 |  | CU - 500 QC | 29768.7514 | HTC-55 | 25365.3085
CB025.1 | BS6H-20.2(Y) | S6H-20.2 | 2stage 20LT | 11960.3845 |  | CU - 250 QC | 24781.9295 | HTC-25 | 21776.684
CB025.3 | BS6G-25.2(Y) | S6G-25.2 | 2stage 25LT | 12842.2187 |  | CU - 300 QC | 27275.2677 | HTC-30 | 23901.0664
CB026 | BS6F-30.2(Y) | S6F-30.2 | 2stage 30LT | 13558.7265 |  | CU - 350 QC | 28785.2907 | HTC-35 | 25163.4708
LT - LOW TEMP , MT - MEDIUM TEMP , LT-2 - LOW TEMP 2 STAGE
ACCESSORIES : , CH - CRANKCASE HEATER,COMPRESSOR RELAY
*PRICE WILL BE CHANGE DUE TO THE CURRENCY RATE
*PLEASE EMAIL OR FAX OVER THE BANK IN SLIP
BANK ACC :HONG LEONG BANK BHD 36600016285 , PUBLIC BANK BHD 3119617816
BENEFICIARY :WELLER AIR-COND PARTS ENTERPRICE SDN BHD
COMPUTER PRINT GENERATE ONLY

## RECOND COMP
WELLER AIR-COND PARTS ENTERPRISE SDN BHD (613386-K)
DATE :15.1.26
ITEM CODE | MODEL | BRAND | HP | (RM) | Evaporating Btu at ~25c | Accessories of refrigeration | CU QC MODEL | Cond QC (RM) | PICTURE
REC001 | LCU-32PJ | SANYO SEMI-HERMERTIC LOW TEMP EVAPORATING -25C | 3 | 1739.8303 | 8052 btu | All danfoss acc filter drier,sight glass,hand valve,solenoid valve,hi-lo control,oil pressure gauge and etc.Only 10hp-15hp c/w oil pressure control | CU - 40 QC | 4790.5254
REC002 | LCU-42PJ |  | 4 | 2279.7776 | 9830 btu |  | CU - 50 QC | 5779.0765
REC003 | LCU-52PJ |  | 5 | 2399.7659 | 15990 btu |  | CU - 72 QC | 6833.3929
REC004 | LCU-62PJ |  | 6 | 2639.7425 | 22150 btu |  | CU - 90 QC | 7345.4365
REC005 | LCU-72PJ |  | 7.5 | 2771.7296 | 25600 btu |  | CU - 100 QC | 7694.4697
REC006 | LCU-100PJ |  | 10 | 3599.6488 | 38500 btu |  | CU - 144 QC | 10478.7997
REC007 | LCU-150PJ |  | 15 | 4799.5318 | 45700 btu |  | CU - 200 QC | 14148.3747
REC008 | 06DA818 | CARRIER | 6.5 | 2039.801 | 14450 btu | All danfoss acc filter drier,sight glass,hand valve,solenoid valve,hi-lo control,oil pressure gauge and etc.ALL CARRIER COMPRESSOR w/o oil pressure control | CU - 100 QC | 7236.2866
REC009 | 06DA824 |  | 7.5 / 10hp | 2159.7893 | 18310 btu |  | CU - 125 QC | 8461.5515
REC010 | 06DM337 | CARRIER RECOND | 10 / 12.5hp | 2999.7073 | 32970 btu |  | CU - 144 QC | 9925.0076
REC011 | 06DA537 |  | 15 | 3083.3333 | 34765 btu |  | CU - 200 QC | 12532.0538
REC012 | 06EA250 |  | 20 | 4559.5552 | 37670 btu |  | CU - 250 QC | 16627.5603
REC013 | 06EA265 |  | 25 | 4884.4465 | 56854 btu |  | CU - 300 QC | 19387.7908
REC014 | 06EA275 |  | 30 | 5759.4381 | 63086 btu |  | CU - 350 QC | 21611.5144
REC015 | 06EA199 |  | 35 | 5482.542 | 82000 btu |  | CU - 350 QC | 22297.5724
REC016 | 06EA299 |  | 40 | 5482.542 | 91130 btu |  | CU - 400 QC | 24227.811
REC017 | 2DC-3.2 | BITZER medium temperature semi-hermertic compressor 15c ~ 0c | 3 | 2759.7308 | 28600 btu 0c | All danfoss acc filter drier,sight glass,hand valve,solenoid valve,hi-lo control,oil pressure gauge and etc.2HP-6HP COMPRESSOR w/o oil pressure control.8HP-50HP C/W OIL PRESSURE CONTROL | CU - 40 QC | 5731.972
REC017.1 | 4FC-5.2 |  | 5 | 2750 | 40682 btu 0c |  | CU - 72 QC | 6922.764
REC018 | 4DC-7.2 |  | 7 | 3299.6781 | 60850 btu 0c |  | CU - 100 QC | 8181.8068
REC019 | 4V-10.2 |  | 10 | 4079.602 | 79900 btu 0c |  | CU - 125 QC | 10233.6863
REC020 | 4T-12.2 |  | 12 | 4079.602 | 96250 btu 0c |  | CU - 144 QC | 10921.8334
REC021 | 4TC-12.2 |  | 12 | 5399.4732 | 96250 btu 0c |  | CU - 144 QC | 12140.1761
REC022 | 4P-15.2 |  | 15 | 4919.52 | 115360 btu 0c |  | CU - 160 QC | 12405.6262
REC023 | 4PCS-15.2 |  | 15 | 5759.4381 | 115360 btu 0c |  | CU - 160 QC | 13180.9352
REC024 | 4N-20.2 |  | 20 | 5039.5083 | 134480 btu 0c |  | CU - 200 QC | 14337.7538
REC025 | 4NCS-20.2 |  | 20 | 6599.3562 | 134480 btu 0c |  | CU - 200 QC | 15777.6133
REC026 | 4J-22.2 |  | 22 | 5879.4264 | 151540 btu 0c |  | CU - 250 QC | 17845.9029
REC027 | 4H-25.2 |  | 25 | 6479.3679 | 175770 btu 0c |  | CU - 250 QC | 15479.4919
REC028 | 4G-30.2 |  | 30 | 6479.3679 | 201370 btu 0c |  | CU - 300 QC | 20484.2992
REC029 | 6J-33.2 |  | 33 | 8399.1806 | 226282 btu 0c |  | CU - 350 QC | 24048.1997
REC030 | 6H-35.2 |  | 35 | 8639.1572 | 263830 btu 0c |  | CU - 400 QC | 26199.9553
REC031 | 6G-40.2 |  | 40 | 8759.1454 | 302390 btu 0c |  | CU - 400 QC | 26830.634
REC032 | 6F-50.2 |  | 50 | 8999.122 | 357680 btu 0c |  | CU-250QC*2 | 30752.2121
REC033 | 2DC-2.2 | BITZER low temperature semi-hermertic compressor 0c ~ -25c | 2 | 2759.7308 | 9080 btu |  | CU - 36 QC | 5635.6614
REC034 | 2CC-3.2 |  | 3 | 2759.7308 | 11400 btu |  | CU - 50 QC | 5984.2354
REC035 | 2U-3.2 |  | 3 | 2399.7659 | 12870 btu |  | CU - 50 QC | 5651.9601
REC036 | 4FC-3.2 |  | 3 | 2759.7308 | 16007 btu |  | CU - 64B QC | 6535.6826
REC037 | 4EC-4.2 |  | 4 | 3119.6956 | 16007 btu |  | CU - 64B QC | 6867.9579
REC038 | 2N-5.2 |  | 5 | 2639.7425 | 20010 btu |  | CU - 72 QC | 7054.9098
REC039 | 4Z-5.2 |  | 5 | 3119.6956 | 21000 btu |  | CU - 72 QC | 7497.9435
REC040 | 4DC-5.2 |  | 5 | 3239.6839 | 19010 btu |  | CU - 72 QC | 7608.7019
REC041 | 4CC-6.2 |  | 6 | 3359.6722 | 21024 btu |  | CU - 90 QC | 8009.987
REC042 | 4V-6.2 |  | 6 | 3959.6137 | 25000 btu |  | CU - 100 QC | 8790.9781
REC043 | 4T-8.2 |  | 8 | 4199.5903 | 30888 btu |  | CU - 125 QC | 10344.4447
REC044 | 4TCS-8.2 |  | 8 | 5399.4732 | 30889 btu |  | CU - 125 QC | 11452.0289
REC045 | 4P-10.2 |  | 10 | 4439.5669 | 35870 btu |  | CU - 144 QC | 11254.1087
REC045.1 | 4PC-10.2 |  | 10 | 5166.6667 | 35870 btu |  | CU - 144 QC | 12386.8162
REC045.2 | 4PES12Y |  | 12 | 5833.3333 | 35870 btu |  | CU - 144 QC | 12540.6624
REC046 | 4N-12.2 |  | 12 | 5039.5083 | 41912 btu |  | CU - 160 QC | 12516.3846
REC047 | 4NCS-12.2 |  | 12 | 5639.4498 | 41913 btu |  | CU - 160 QC | 13070.1768
REC048 | 4J-13.2 |  | 13 | 5999.4147 | 47030 btu |  | CU - 200 QC | 15223.8212
REC049 | 4H-15.2 |  | 15 | 6359.3796 | 53925 btu |  | CU - 200 QC | 15556.0964
REC050 | 4G-20.2 |  | 20 | 6359.3796 | 62630 btu |  | CU - 250 QC | 18288.9366
REC051 | 6J-22.2 |  | 22 | 8399.1806 | 69800 btu |  | CU - 250 QC | 20884.7889
REC052 | 6H-25.2 |  | 25 | 8639.1572 | 80888 btu |  | CU - 300 QC | 22477.9508
REC053 | 6G-30.2 |  | 30 | 8759.1454 | 93858 btu |  | CU - 350 QC | 24380.475
REC054 | 6F-40.2 |  | 40 | 9719.0518 | 113482btu |  | CU - 400 QC | 27716.7014
REC055 | S4T-5.2 | BITZER 2 STAGE semi-hermertic compressor -5c ~ -40c | 5 | ~ | 26200 btu |  | CU - 90 QC | 9096.8174
REC056 | S4N-8.2 |  | 8 | ~ | 37500 btu |  | CU - 125 QC | 11315.5393
REC057 | S4G-12.2 |  | 12 | ~ | 56550 btu |  | CU - 160 QC | 14956.1386
REC058 | S6J-16.2 |  | 16 | ~ | 84000 btu |  | CU - 200 QC | 19106.4552
REC059 | S6H-20.2 |  | 20 | 8491.4793 | 94000 btu |  | CU - 250 QC | 22015.851
REC060 | S6G-25.2 |  | 25 | 9199.1025 | 111780 btu |  | CU - 300 QC | 23912.3912
REC061 | S6F-30.2 |  | 30 | 12225.2224 | 133800btu |  | CU - 350 QC | 26654.993
REC062 | HSKC6461-60 | BITZER screw comp 0c ~ -20c | 60 | 8999.122 | 174750 btu -20c |  | HTC 75 | 30932.0057
REC063 | HSKC7461-80 |  | 80 | 9599.0635 | 239250 btu -20c |  | HTC 75 | 33963.6019
REC064 | C-SB303 | Panasonic scroll | 4 | ~ | 0 |  | 0 | 0
REC065 | C-SB453 |  | 6 | ~ | 0 | All danfoss acc filter drier,sight glass,hand valve,solenoid valve,hi-lo control, and etc.except 2-4hp w/o solenoid valve. ALL SEAL UNIT COMPRESSOR AND CONDENSING UNIT W/O WARRANTLY | CU - 72 QC | 3860.6041
REC066 | 300CB | DORIN | 3 | ~ | 0 |  | CU - 40 QC | 4184.5282
REC067 | 400CB | DORIN | 4 | ~ | 0 |  | CU - 50 QC | 4828.5126
REC068 | JT160 | Daikin scroll | 5 | ~ | 0 |  | CU - 64 QC | 3757.4372
REC069 | CRHH-083 | TRANE (new) | 7.5 | 1416.6667 | 0 |  | CU - 100 QC | 5694.2754
REC070 | CRFQ-0250 | COPELAND 1ph | 2.5 | 428.5714 | 0 |  | CU - 36 QC | 2626.3947
REC071 | CRHD-0275 |  | 2.75 | 428.5714 | 0 |  | CU - 40 QC | 2722.7053
REC072 | JT95 | DAIKIN | 3 | ~ | 0 |  | 0 | 0
REC073 | JT160 |  | 5 | ~ | 0 |  | CU - 72 QC | 3860.6041
REC074 | QR-90 | Copeland dismantle unit | 7.5 | ~ | 0 |  | CU - 100 QC | 5540.4292
REC075 | QR-070 |  | 7.5 | 1071.4286 | 0 |  | CU - 125 QC | 6523.8527
REC076 | QR-11 |  | 9 | 1214.2857 | 0 |  | 0 | 0
REC077 | QR-125 |  | 10 | ~ | 0 |  | CU - 125 QC | 6754.6219
REC078 | QR-15 |  | 12.5 | 1642.8571 | 0 |  | CU - 144 QC | 7750.4614
REC079 | ZR34K/380V | Copeland scroll dismantle unit | 2.75 | ~ | 0 |  | CU - 40 QC | 2615.013
REC080 | ZR61 |  |  | ~ | 0 |  | 0 | 0
REC081 | ZR68K |  | 5.5 | ~ | 0 |  | 0 | 0
REC082 | ZR72K |  | 6 | ~ | 0 |  | CU - 90 QC | 4228.0538
REC083 | ZR94K |  | 7.5 | 1333.3333 | 0 |  | CU - 125 QC | 6416.2637
REC084 | ZB66KQE |  | 10 | 2500 | 0 |  | CU - 125 QC | 7677.6989
REC085 | ZR125K |  | 10 | 1583.3333 | 0 |  | CU - 125 QC | 6831.545
REC086 | ZR144K |  | 12.5 | ~ | 0 |  | CU - 144 QC | 7596.6153
REC087 | ZR160K |  | 15 | ~ | 0 |  | 0 | 0
REC088 | MTZ22 RECOND | Maneurop dismantle unit | 2 | ~ | 0 |  | 0 | 0
REC089 | MTZ28 RECOND |  | 2 | ~ | 0 |  | CU - 32 QC | 2914.2762
REC090 | MTZ50 RECOND |  | 4 | ~ | 0 |  | CU - 50 QC | 3752.1047
REC091 | MT64 RECOND |  | 5 | ~ | 0 |  | CU - 64 QC | 4603.591
REC092 | MTZ64 RECOND |  | 5 | ~ | 0 |  | CU - 64 QC | 4603.591
REC093 | MT72 RECOND |  | 6 | ~ | 0 |  | 0 | 0
REC094 | MT81 RECOND |  | 6.5 | ~ | 0 |  | 0 | 0
REC095 | MT100 RECOND |  | 8.5 | ~ | 0 |  | CU - 100 QC | 6078.8907
REC096 | MTZ100 RECOND |  | 8.5 | ~ | 0 |  | CU - 100 QC | 6617.3523
REC097 | MTZ125 RECOND |  | 10 | ~ | 0 |  | CU - 125 QC | 7600.7758
REC098 | MT160 RECOND |  | 13 | 2833.3333 | 0 |  | CU - 160 QC | 9226.1152
REC099 | AW5532/ 1ph (NEW) | TECUMSEH USA | 2.5 | ~ | 0 |  | CU - 36 QC | 2780.2408
REC100 | AV5538/1PH (NEW) |  | 3 | ~ | 0 |  | CU - 50 QC | 3398.2585
REC101 | AV5542 |  | 3.5 | ~ | 0 |  | 0 | 0
REC102 | AV5555 |  | 4.5 | ~ | 0 |  | CU - 72 QC | 4168.2964
REC103 | AV5568 |  | 5 | ~ | 0 |  | CU - 90 QC | 4458.823
REC104 | AG5573 |  | 6 | ~ | 0 |  | CU - 90 QC | 4535.7461
REC105 | FH4522z | Tecumseh France | 2 | ~ | 0 |  | 0 | 2423.0769
REC106 | TFH4531 |  | 2.5 | ~ | 0 |  | CU - 36 QC | 3036.6817
REC107 | 25Q/220V | BRISTOL dismantle unit | 2.5 | ~ | 0 |  | CU - 36 QC | 2703.3177
REC108 | 28Q/220V |  | 2.5 | ~ | 0 |  | CU - 36 QC | 2703.3177
REC109 | H23A46Q NEW |  | 4 | ~ | 0 |  | 0 | 0
REC110 | H23A623D NEW |  | 5 | ~ | 0 |  | CU - 72 QC | 4629.8348
REC111 | H2BG124 |  | 10 | ~ | 0 |  | CU - 125 QC | 6985.3912
REC112 | H25G144 |  | 12 | 1916.6667 | 0 |  | 0 | 0
REC113 | 294Q |  | 25 | ~ | 0 |  | CU - 250 QC | 15118.4507
REC114 | JH527YAB | MITSUBISHI | 10 | ~ | 0 |  | 0 | 0
REC115 | 10hp water cooled condenser |  | 10 | ~ | 0 |  | 0 | 0
REC116 | SM148 | DANFOSS SCROLL |  | ~ | 0 |  | 0 | 0
REC117 | SM185 |  | 15 | ~ | 0 |  | 0 | 0
REC118 | SM160 |  | 13 | ~ | 0 |  | 0 | 0
*ONLY SEMI-HEMERTIC COMPRESSOR WITH WARRANTLY. SEAL UNIT COMPRESSOR WITHOUT WARRANTLY.
Prices are subjet to change without prior notice.Price can be negotiate with more quantity order.
ALL RECOND COMPRESSOR C/W RUBBER MOUNTING
*PLEASE EMAIL OR FAX OVER THE BANK IN SLIP
BANK ACC :HONG LEONG BANK BHD 36600016285 , PUBLIC BANK BHD 3119617816
BENEFICIARY :WELLER AIR-COND PARTS ENTERPRICE SDN BHD
COMPUTER PRINT GENERATE ONLY

## ALL NEW COMP
WELLER AIR-COND PARTS ENTERPRISE SDN BHD (613386-K)
DATE :15.1.26
PRICE WILL UPDATE OR CHANGE EVERY WEEK DUE TO THE DATE
[14 empty] | c/w contactor,solenoid valve,3ph relay protection,timer delay | c/w contactor,overload,3ph relay,timer delay w/o solenoid valve | w/o contactor acc,solenoid valve
ITEM CODE | MODEL | BRAND | HP | High side / Low side copper pipe | 1 pallet quantity | BTU/HR AT 0c/ -25c | RM | ACC OF REF | CU QC MODEL | Cond QC (RM) | Model QC unit | C/W Condenser sets BCU,TCU |  | BCU Cond for coldroom (RM)-02 | BCU Cond for showcase(RM)-01 | BCU Cond (RM)-00 | HTC MODEL | HTC cond (RM) | PIC
ALL002 | MT22 (1ph) | MANEUROP ORIGINAL NEW COMPRESSOR (R22) (15c ~ -25c) c/w service valve,QC oil separator | 2 | (V01,06) |  | 3200 btu | 2151.6936 | All danfoss acc filter drier,sight glass,hand valve,solenoid valve,hi-lo control,QC oil sep | CU - 32 QC | 4442.0307 |  | 0 | All danfoss acc filter drier,sight glass,hand valve,hi-lo control and etc. | 0 | 0 | 0 | 0 | 0
ALL003 | MT22 |  | 2 | (V01,06) |  | 3200 btu | 2151.6936 |  | CU - 32 QC | 4288.1846 |  | 0 |  | 0 | 0 | 0 | 0 | 0
ALL004 | MT28 (1ph) |  | 2.3 | (V01,06) |  | 5768 btu | 2488.5817 |  | CU - 36 QC | 4921.8066 |  | 0 |  | 0 | 0 | 0 | 0 | 0
ALL005 | MT28 |  | 2.3 | (V01,06) |  | 5768 btu | 2502.9174 |  | CU - 36 QC | 4782.2961 |  | 0 |  | 0 | 0 | 0 | 0 | 0
ALL006 | MT32 (1ph) |  | 2.5 | (V06,09) |  | 6143 btu | 2564.3592 |  | CU - 36 QC | 4997.584 |  | 0 |  | 0 | 0 | 0 | 0 | 0
ALL007 | MT32 |  | 2.5 | (V06,09) |  | 6143 btu | 2564.3592 |  | CU - 36 QC | 4843.7379 |  | 0 |  | 0 | 0 | 0 | 0 | 0
ALL009 | MT36 |  | 3 | (V06,09) |  | 7780 btu | 2669.0095 |  | CU - 40 QC | 5044.6989 |  | 0 |  | 0 | 0 | 0 | 0 | 0
ALL010 | MT40 |  | 3.5 | (V06,09) |  | 8294 btu | 2714.0661 |  | CU - 50 QC | 5216.7542 |  | 0 |  | 0 | 0 | 0 | 0 | 0
ALL010.1 | MT44 |  | 4 | (V04,07) |  | 9600 btu | 2815.3498 |  | CU - 64B QC | 5928.0112 |  | 0 |  | 0 | 0 | 0 | 0 | 0
ALL011 | MT50 |  | 4 | (V04,07) |  | 9932 btu | 3186.2134 |  | CU - 64B QC | 6298.8748 |  | 0 |  | 0 | 0 | 0 | 0 | 0
ALL012 | MT64 |  | 5 | (V04,07) |  | 11843 btu | 3377.9664 |  | CU - 72 QC | 6670.2566 |  | 0 |  | 0 | 0 | 0 | HTC-5 | 6289.2128
ALL013 | MT72 |  | 6 | (V04,07) |  | 13200 btu | 3568.2085 |  | CU - 90 QC | 7240.3288 |  | 0 |  | 0 | 0 | 0 | 0 | 0
ALL014 | MT80 |  | 6.5 | (V02,04) |  | 14983 btu | 4649.1231 |  | CU - 90 QC | 8595.721 |  | 0 |  | 0 | 0 | 0 | 0 | 0
ALL015 | MT100 |  | 8.5 | (V05,02) |  | 18293 btu | 5838.9833 |  | CU - 125 QC | 11398.2218 |  | 0 |  | 0 | 0 | 0 | 0 | 0
ALL016 | MT125 |  | 10 | (V05,02) |  | 25563 btu | 6613.1092 |  | CU - 144 QC | 12783.5718 |  | 0 |  | 0 | 0 | 0 | 0 | 0
ALL017 | MT144 |  | 12 | (V05,03) |  | 29000btu | ~ |  | CU - 160 QC | ~ |  | 0 |  | 0 | 0 | 0 | 0 | 0
ALL018 | MT160 |  | 13 | (V05,03) |  | 32970 btu | 7900.519 |  | CU - 200 QC | 15799.8827 |  | 0 |  | 0 | 0 | 0 | 0 | 0
ALL019 | MTZ18 | MANEUROP ORIGINAL NEW COMPRESSOR (R404,507,134) (15c ~ -25c) c/w service valve,QC oil separator | 1.5 | (V01,06) |  | 3200btu | 2111.5538 | All danfoss acc filter drier,sight glass,hand valve,solenoid valve,hi-lo control,QC oil sep | CU - 22 QC | 4195.8817 |  | 0 | All danfoss acc filter drier,sight glass,hand valve,hi-lo control and etc. | 0 | 0 | 0 | 0 | 0
ALL020 | MTZ-22 |  | 2 | (V01,06) |  | 4300 btu | 2230.5398 |  | CU - 32 QC | 4367.0307 |  | 0 |  | 0 | 0 | 0 | 0 | 0
0 | MTZ-28 (1PH) |  | 0 | 0 |  | 0 | 0 |  | 0 | 0 |  | 0 |  | 0 | 0 | 0 | 0 | 0
ALL021 | MTZ-28 |  | 2.3 | (V01,06) |  | 5460 btu | 2560.2601 |  | CU - 36 QC | 4839.6388 |  | 0 |  | 0 | 0 | 0 | 0 | 0
ALL022 | MTZ-32 |  | 2.5 | (V06,09) |  | 5767 btu | 2661.8417 |  | CU - 36 QC | 4941.2204 |  | 0 |  | 0 | 0 | 0 | 0 | 0
ALL023 | MTZ-36 |  | 3 | (V06,09) |  | 7440 btu | 2864.1896 |  | CU - 40 QC | 5239.8789 |  | 0 |  | 0 | 0 | 0 | 0 | 0
ALL024 | MTZ-40 |  | 3.5 | (V06,09) |  | 7747 btu | 2912.7158 |  | CU - 50 QC | 5540.6685 |  | 0 |  | 0 | 0 | 0 | 0 | 0
ALL024.1 | MTZ-44 |  | 4 | (V04,07) |  | 0 | 3249.6487 |  | CU - 64B QC | 6362.3101 |  | 0 |  | 0 | 0 | 0 | 0 | 0
ALL025 | MTZ-50 |  | 4 | (V04,07) |  | 10000 btu | 3358.2414 |  | CU - 64 QC | 6763.7995 |  | 0 |  | 0 | 0 | 0 | 0 | 0
ALL026 | MTZ-64 |  | 5 | (V04,07) |  | 12935 btu | 3546.2643 |  | CU - 72 QC | 7147.7776 |  | 0 |  | 0 | 0 | 0 | 0 | 0
ALL027 | MTZ-72 |  | 6 | (V04,07) |  | 15119 btu | 3931.6679 |  | CU - 90 QC | 7878.2658 |  | 0 |  | 0 | 0 | 0 | 0 | 0
ALL028 | MTZ-80 |  | 6.5 | (V02,04) |  | 17269 btu | 4684.9623 |  | CU - 90 QC | 8631.5602 |  | 0 |  | 0 | 0 | 0 | 0 | 0
ALL029 | MTZ-100 |  | 8.5 | (V05,02) |  | 19317 btu | 6486.2385 |  | CU - 125 QC | 12045.4771 |  | 0 |  | 0 | 0 | 0 | 0 | 0
ALL030 | MTZ-125 |  | 10 | (V05,02) |  | 26553 btu | 7315.5567 |  | CU - 144 QC | 13486.0194 |  | 0 |  | 0 | 0 | 0 | 0 | 0
ALL031 | MTZ-160 | MANEUROP ORIGINAL LOW TEMP COMPRESSOR (R134A,R507,R404) (0c ~ -40c) c/w service valve | 13 | (V05,03) |  | 34983 btu | 8099.7847 | All danfoss acc filter drier,sight glass,hand valve,solenoid valve,hi-lo control,QC oil separator,suction acc. | CU - 200 QC | 15999.1484 |  | 0 |  | 0 | 0 | 0 | 0 | 0
ALL037 | NTZ-215A4LR1A | Copeland R22 med temp c/w QC oil separator | 10 | (V05,02) | 6 | 32355 btu | ~ | All danfoss acc filter drier,sight glass,hand valve,solenoid valve,hi-lo control,QC oil sep | CU - 144 QC | 14113.5203 |  | 0 | All acc filter drier,sight glass,hand valve,hi-lo control and etc. | 0 | 0 | 0 | 0 | 0
ALL078 | KCJ511HAE (1ph) |  | 1 | 3/8 , 1/2 | 0.055 * 4ft, 5ft | WJ5510/CAJ4510T | 938.986 |  | CU - 15 QC | 2874.5706 |  | WCU-1HP |  | 2785.6107 | 2689.1401 | 2689.1401 | 0 | 0
ALL079 | KCJ513HAE (1ph) |  | 1.5 | 3/8 , 1/2 | 0.055 * 4ft ,5ft | WJ5515/CAJ4517T | 1025 |  | CU - 22 QC | 3084.6166 |  | WCU-1.5HP |  | 3054.7749 | 2958.3043 | 2958.3043 | 0 | 0
ALL080 | CR22K6M-PF1 (1ph) |  | 2 | 3/8 , 1/2 | CW relay box | MT22/FH4524 | 1074.3007 |  | CU - 32 QC | 3364.6378 |  | WCU-2HP |  | 3548.0849 | 3451.6143 | 3426.903 | 0 | 0
ALL081 | CR22K6M-TFM (3ph) |  | 2 | 3/8 , 1/2 | 0 | MT22/TFH4524 | 1232.8671 |  | CU - 32 QC | 3369.3581 |  | WCU-2HP |  | 3817.8722 | 3721.4016 | 3431.6233 | 0 | 0
ALL082 | CR30K6M-TFM (3ph) |  | 2.5 | 3/8 , 5/8 | 0 | MT28/TFH4531 | 1290.2098 |  | CU - 36 QC | 3569.5885 |  | WCU-3HP |  | 4454.862 | 4358.3914 | 4068.6131 | 0 | 0
ALL083 | CR30K6M-PFM (1ph) |  | 2.5 | 3/8 , 5/8 | CW relay box | MT28/FH4531 | 1174.6503 |  | CU - 36 QC | 3607.8752 |  | WCU-3HP |  | 4228.0817 | 4131.6111 | 4106.8998 | 0 | 0
ALL084 | CR36K6M-PFZ (1ph) |  | 3 | 3/8 , 3/4 |  | MT36 | 1310.8392 |  | CU - 40 QC | 3840.3747 |  | WCU-4HP |  | 4551.9995 | 4455.5289 | 4430.8176 | 0 | 0
ALL085 | CR37K6M-TFD (3ph) |  | 3 | 3/8 , 3/4 |  | MT36 | 1361.8881 |  | CU - 40 QC | 3737.5775 |  | WCU-4HP |  | 4714.2693 | 4617.7987 | 4328.0204 | 0 | 0
ALL086 | CR42K6M-TFM (3ph) |  | 3.5 | 1/2 , 5/8 |  | MT40/TFH4540 | 1397.7273 |  | CU - 50 QC | 3961.1695 |  | WCU-4HP |  | 4783.2628 | 4686.7922 | 4299.349 | 0 | 0
ALL087 | CR47KQM-TFD (3ph) |  | 4 | 1/2 , 3/4 |  | MT50/TAG4546 | 1548.0205 |  | CU - 64B QC | 4589.2348 |  | LCU-05 |  | 6242.0184 | 6145.5478 | 5758.1046 | 0 | 0
ALL088 | CR62KQM-TFD (3ph) |  | 5 | 1/2 , 7/8 |  | MT64/TAG4561 | 1727.4476 |  | CU - 72 QC | 5383.5188 |  | LCU-06 |  | 6885.6214 | 6789.1508 | 6401.7076 | 0 | 0
ALL089 | CR72KQM-TFM (3ph) | Copeland R404,R507,R22 MED TEMP | 6 | 1/2 , 7/8 |  | MT72/TAG4573 | 2136.014 | All danfoss acc filter drier,sight glass,hand valve,solenoid valve,hi-lo control,QC oil sep | CU - 90 QC | 6082.6119 |  | LCU-08 | All danfoss acc filter drier,sight glass,hand valve,hi-lo control and etc. | 7731.198 | 7634.7275 | 7247.2843 | 0 | 0
ALL090 | KCJ461CAL (1ph) |  | 1 | 3/8 , 1/2 |  | WJ5510/CAJ4510Z | 1017.8322 |  | CU - 15 QC | 2953.4167 |  | WCU-1.5HP |  | 3410.3389 | 3313.8683 | 2926.4252 | 0 | 0
ALL091 | KCJ484CAL (1ph) |  | 1.5 | 3/8 , 1/2 |  | WJ5515/CAJ4517Z | 1118.1818 |  | CU - 22 QC | 3177.7984 |  | WCU-2HP |  | 3776.1404 | 3679.6698 | 3292.2267 | 0 | 0
ALL092 | KCM511CAL (1ph) |  | 1.75 | 3/8 , 1/2 |  | MTZ22/CAJ4519Z | 1458.6538 |  | CU - 32 QC | ~ |  | WCU-2HP |  | 4141.3238 | 4044.8532 | 3657.41 | 0 | 0
ALL093 | KCM511CAL (3ph) |  | 1.75 | 3/8 , 1/2 |  | MTZ22/TAJ4519Z | ~ |  | CU - 32 QC | ~ |  | WCU-2HP |  | 4015.8867 | 3919.4161 | 3531.9729 | 0 | 0
ALL094 | KCM514CAL (1ph) |  | 2 | 3/8 , 5/8 |  | MTZ28/FH4524Z | ~ |  | CU - 36 QC | ~ |  | WCU-2HP |  | 4208.8447 | 4112.3741 | 3724.931 | 0 | 0
ALL095 | KCM514CAL (3ph) |  | 2 | 3/8 , 7/8 |  | MTZ28/TFH4524Z | ~ |  | CU - 36 QC | ~ |  | WCU-2HP |  | 4058.8937 | 3962.4231 | 3574.9799 | 0 | 0
ALL096 | KCM519CAL (1ph) |  | 3 | 3/8 , 7/8 |  | MTZ36 | ~ |  | CU - 40 QC | ~ |  | WCU-3HP |  | 4789.0653 | 4692.5947 | 4305.1516 | 0 | 0
ALL097 | KCM519CAL (3ph) |  | 3 | 3/8 , 7/8 |  | MTZ36 | 1397.7273 |  | CU - 40 QC | 3773.4166 |  | WCU-3HP |  | 4660.0443 | 4563.5737 | 4176.1306 | 0 | 0
ALL098 | KCM522CAL (3ph) | R404,R507 MED TEMP COMP c/w service valve | 3.5 | 3/8 , 7/8 |  | MTZ40/TFH4540Z | 1536.7832 | All danfoss acc filter drier,sight glass,hand valve,solenoid valve,hi-lo control,QC oil sep | CU - 50 QC | 4164.736 |  | WCU-4HP | All danfoss acc filter drier,sight glass,hand valve,hi-lo control and etc. | 4986.8292 | 4890.3586 | 4502.9155 | 0 | 0
ALL098.01 | CS11K6ME-PFZ-135 (1ph) |  | 2 | (V01,09) |  | MTZ22/FH4524Z | 1342.9606 |  | CU - 32 QC | 3479.4515 |  | WCU-2HP |  | 3662.8986 | 3566.428 | 3664.0929 | 0 | 0
ALL098.02 | CS11K6ME-TFD-132 (3ph) |  | 2 | (V01,09) |  | MTZ22/TFH4524Z | 1342.9606 |  | CU - 32 QC | 3479.4515 |  | WCU-2HP |  | 3927.9656 | 3831.495 | 3664.0929 | 0 | 0
ALL098.03 | CS13K6ME-PFZ-135 (1ph) |  | 2.5 | (V06,09) |  | MTZ32/FH4531Z | 1464.8137 |  | CU - 36 QC | 3744.1924 |  | WCU-2HP |  | 3784.7518 | 3688.2812 | 3785.946 | 0 | 0
ALL098.04 | CS13K6ME-TFM-132 (3ph) |  | 2.5 | (V06,09) |  | MTZ32/TFH4531Z | 1378.7997 |  | CU - 36 QC | 3658.1784 |  | WCU-2HP |  | 3963.8048 | 3867.3342 | 3699.932 | 0 | 0
ALL098.05 | CS17K6ME-PFZ-135 (1ph) |  | 3 | (V06,09) |  | MTZ36 | 1550.8277 |  | CU - 40 QC | 3926.517 |  | WCU-3HP |  | 4450.4129 | 4353.9423 | 4451.6071 | 0 | 0
ALL098.06 | CS17K6ME-TFM-132 (3ph) |  | 3 | (V06,09) |  | MTZ36 | 1414.6389 |  | CU - 40 QC | 3790.3282 |  | WCU-3HP |  | 4579.2911 | 4482.8205 | 4315.4183 | 0 | 0
ALL098.061 | CS20K6ME-PFZ-137 (1ph) |  | 3.5 | (V06,09) |  | MTZ40/FH4540Z | 1937.8906 |  | CU - 50 QC | 4565.8434 |  | WCU-4HP |  | 5290.2718 | 5193.8012 | 5026.399 | 0 | 0
ALL098.07 | CS20K6ME-TFD-132 (3ph) |  | 3.5 | (V06,09) |  | MTZ40/TFH4540Z | 1730.1983 |  | CU - 50 QC | 4358.1511 |  | WCU-4HP |  | 5180.2443 | 5083.7737 | 4818.7067 | 0 | 0
ALL098.08 | CS24KQME-TFD-233 (3ph) |  | 3.7 | (V06,05) |  | MTZ44/TAG4546Z | 1983.8095 |  | CU - 64 QC | 5389.3677 |  | WCU-4HP |  | 5604.9918 | 5508.5212 | 5243.4542 | 0 | 0
ALL098.081 | CS27KQME-TFD-233 (3ph) |  | 4 | (V06,05) |  | MTZ50,TAG2516Z | 2026.8165 |  | CU - 64 QC | 5432.3747 |  | LCU-05 |  | 6792.2615 | 6695.7909 | 6430.7239 | 0 | 0
ALL098.09 | CS33KQME-TFD-233 (3ph) | R404,R507 LOW TEMP COMP c/w service valve | 5 | (V06,05) |  | MTZ64/TAG4561Z | 2069.8235 | All danfoss acc filter drier,sight glass,hand valve,hi-lo control,QC oil sep,suction acc and etc. | CU - 72 QC | 5725.8948 |  | LCU-06 | All danfoss acc filter drier,sight glass,hand valve,hi-lo control,Airmender oil sep,suction acc and etc. | 7227.9973 | 7131.5268 | 6866.4597 | 0 | 0
ALL098.10 | CF05K6ME-PFZ-135 (2hp 1ph) |  | 2 | (V06,09) |  | FH2480Z 8000BTU | 1758.6948 |  | CU - 36 QC | 4213.7825 |  | WCU-3HP |  | 5196.7209 | 5100.2503 | 4835.1833 | 0 | 0
ALL098.11 | CF05K6ME-TFM-132 (2hp 3ph) |  | 2 | (V06,09) |  | TFH2480Z 8000BTU | 1583.1546 |  | CU - 36 QC | 4038.2423 |  | WCU-3HP |  | 5021.1807 | 4924.7101 | 4659.6431 | 0 | 0
ALL098.13 | CF10K6ME-TFM-132 (3ph) 2.8hp |  | 2.8 (5AMP) | (V06,09) |  | TFH2511Z | 1674.8312 |  | CU - 40 QC | 4226.2295 |  | WCU-3HP |  | 5112.8572 | 5016.3866 | 4751.3196 | 0 | 0
ALL098.14 | CF12K7ME-TFD (3ph) 3.5hp |  | 3.5 | (V06,09) |  | TFH2513Z | 1851.6157 |  | CU - 50 QC | 4427.3863 |  | WCU-4HP |  | 5249.4795 | 5153.0089 | 4887.9419 | 0 | 0
ALL098.15 | KCM475LAL-C3 (2HP 1ph) |  | 2 | 3/8 , 5/8 |  | TFH2480Z 8000BTU | 1574.3146 |  | CU - 36 QC | 3980.9618 |  | WCU-3HP |  | 4963.9002 | 4867.4296 | 4602.3626 | 0 | 0
ALL098.16 | KCM475LAL-E5 (2HP 3ph) |  | 2 | 3/8 , 5/8 |  | TFH2511Z | 1427.7859 |  | CU - 36 QC | 3816.9758 |  | WCU-3HP |  | 4799.9142 | 4703.4436 | 4438.3766 | 0 | 0
ALL099.01 | KCM512LAL (3HP 3ph) |  | 3 | 3/8 , 3/4 |  | TFH2513Z | 1502.1552 |  | CU - 50 QC | 4144.0463 |  | WCU-3HP |  | 4778.4107 | 4681.9401 | 4416.8731 | 0 | 0
ALL099 | KCM515LAL (3.5HP 3ph) |  | 3.5 | 3/8 , 3/4 |  | TAG2516Z | 1677.2727 |  | CU - 64B QC | 4536.4649 |  | WCU-4HP |  | 5044.9858 | 4948.5152 | 4683.4481 | 0 | 0
ALL099.02 | KCM517LAL (4HP) |  | 4 | V06,V04(1/2,3/4) |  |  | 1894.9656 |  | CU - 64 QC | 5245.1938 |  | LCU-05 |  | 6605.0806 | 6508.61 | 6243.543 | HTC-4 | 4920.9497
ALL099.03 | KCM520LAL (5HP) | Danfoss Scroll Compressor 3ph 380V 50HZ-460V 60HZ (20c ~ -25c) R22 | 5 | V06,V04(1/2,3/4) |  | TAG2522Z | 2046.1815 | All danfoss acc filter drier,sight glass,hand valve,solenoid valve,hi-lo control | CU - 72 QC | 5531.546 |  | LCU-06 | All danfoss acc filter drier,sight glass,hand valve,hi-lo control and etc. | 7033.6486 | 6937.178 | 6672.111 | HTC-5 | 5150.5022
ALL099.1 | SM120S4VC equavelant SZ120 |  | 10 | 7/8, 1 3/8 |  | 0 | ~ |  | CU - 144 QC | ~ |  | TCU - 120 |  | 14351.3999 | 14254.9293 | 13989.8623 | 0 | 0
ALL100 | SM124A4ALB |  | 10 | 7/8, 1 3/8 |  | 0 | 3727.2727 |  | CU - 144 QC | 9708.5034 |  | TCU - 120 |  | 12115.0362 | 12018.5657 | 11753.4986 | 0 | 0
ALL101 | SM147A4ALB |  | 12 | 7/8, 1 3/8 |  | 0 | 4272.028 |  | CU - 160 QC | 10842.8799 |  | TCU - 120 |  | 12742.4302 | 12645.9597 | 12380.8926 | 0 | 0
ALL102 | SM161T4VC |  | 13 | 7/8, 1 3/8 |  | 0 | 5512.0629 |  | CU - 160 QC | 12122.7935 |  | TCU - 150 |  | 14687.7122 | 14591.2416 | 14326.1746 | 0 | 0
ALL103 | SM185S4CC |  | 15 | 1 1/8, 1 5/8 |  | 0 | 6128.4965 |  | CU - 200 QC | 14032.3529 |  | TCU - 150 |  | 15457.9919 | 15361.5214 | 15096.4543 | HTC-20 | 12344.8096
ALL104 | SY240A4CBE |  | 20 | 1 1/8, 1 5/8 |  | 0 | 11181.8182 |  | CU - 250 QC | 21423.3744 |  | TCU - 220 |  | 23409.1708 | 23312.7002 | 23047.6332 | HTC-25 | 18418.129
ALL105 | SY300A4CBE |  | 25 | 1 1/8, 1 5/8 |  | 0 | 11536.7965 |  | CU - 300 QC | 23364.2216 |  | TCUV - 250 |  | 29624.4034 | 29527.9328 | 29262.8658 | HTC-30 | 19990.0204
ALL106 | SY380A4CBE | Danfoss Scroll Compressor 3ph 380V 50HZ-460V 60HZ (20c ~ -25c) R407C | 30 | 1 3/8 ,2 1/8 |  | 0 | ~ | All danfoss acc filter drier,sight glass,hand valve,solenoid valve,hi-lo control | CU - 350 QC | 27958.789 |  | TCUV - 350 |  | 34699.0383 | 34602.5677 | 34337.5007 | HTC-35 | 24336.9691
ALL106.1 | SZ080A4VC |  | 7 | 0 |  | 0 | ~ |  | CU - 100 QC | ~ |  | 0 |  | 0 | 0 | 0 | 0 | 0
ALL106.2 | SZ090S4VC |  | 8 | 0 |  | 0 | ~ |  | CU - 125 QC | ~ |  | 0 |  | 0 | 0 | 0 | 0 | 0
ALL107 | SZ110S4VC |  | 9 | 0 |  | 0 | ~ |  | CU - 125 QC | ~ |  | 0 |  | 0 | 0 | 0 | 0 | 0
ALL108 | SZ120S4VC |  | 10 | 0 |  | 0 | 4594.5804 |  | CU - 144 QC | 10575.8111 |  | 0 |  | 0 | 0 | 0 | 0 | 0
ALL109 | SZ125S4CC |  | 10 | 0 |  | 0 | ~ |  | CU - 144 QC | ~ |  | 0 |  | 0 | 0 | 0 | 0 | 0
ALL110 | SZ148T4VC |  | 12 | 0 |  | 0 | ~ |  | CU - 160 QC | ~ |  | 0 |  | 0 | 0 | 0 | 0 | 0
ALL111 | SZ161T4VC |  | 13 | 0 |  | 0 | 6371.992 |  | CU - 160 QC | 13276.8145 |  | 0 |  | 0 | 0 | 0 | 0 | 0
ALL112 | SZ185S4CC |  | 15 | 0 |  | 0 | 6467.9144 |  | CU - 200 QC | 14516.4438 |  | 0 |  | 0 | 0 | 0 | 0 | 0
ALL113 | SZ185 (ROTALOCK) |  | 15 cw rotalock | 0 |  | 0 | ~ |  | CU - 200 QC | ~ |  | 0 |  | 0 | 0 | 0 | 0 | 0
ALL113.1 | SZ240A4CBE |  | 20 | 0 |  | 0 | ~ |  | CU - 250 QC | ~ |  | 0 |  | 0 | 0 | 0 | 0 | 0
ALL113.2 | SZ300A4CBE |  | 25 | 0 |  | 0 | ~ |  | CU - 300 QC | ~ |  | 0 |  | 0 | 0 | 0 | 0 | 0
ALL113.3 | SZ380A4CBI | Danfoss Scroll Compressor 3ph 380V 50HZ-460V 60HZ (20c ~ -25c) R410A | 30 | 0 |  | 0 | ~ |  | CU - 350 QC | ~ |  | 0 | All danfoss acc filter drier,sight glass,hand valve,hi-lo control and etc. | 0 | 0 | 0 | 0 | 0
ALL116 | SH090A4ALC |  | 7.5 | 0 |  | 0 | ~ |  | 0 | ~ |  | 0 |  | 0 | 0 | 0 | 0 | 0
ALL116.1 | SH105A4ALC |  | 9 | 0 |  | 0 | ~ |  | 0 | ~ |  | 0 |  | 0 | 0 | 0 | 0 | 0
ALL116.2 | SH120A4ALC |  | 10 | 0 |  | 0 | ~ |  | 0 | ~ |  | 0 |  | 0 | 0 | 0 | 0 | 0
ALL116.3 | SH140A4ALC |  | 12 | 0 |  | 0 | ~ |  | 0 | ~ |  | 0 |  | 0 | 0 | 0 | 0 | 0
ALL117 | SH161A4ALC |  | 13 | 0 |  | 0 | ~ |  | 0 | ~ |  | 0 |  | 0 | 0 | 0 | 0 | 0
ALL117.1 | SH180B4ABE |  | 15 | 0 |  | 0 | ~ |  | 0 | ~ |  | 0 |  | 0 | 0 | 0 | 0 | 0
ALL118 | SH184A4ALC |  | 15 | 0 |  | 0 | ~ |  | 0 | ~ |  | 0 |  | 0 | 0 | 0 | 0 | 0
ALL119 | SH240A4ABE |  | 20 | 0 |  | 0 | ~ |  | 0 | ~ |  | 0 |  | 0 | 0 | 0 | 0 | 0
ALL120 | CH290A4AB |  | 25 | 2UNIT |  | YORK | 10995.4545 |  | 0 | ~ |  | 0 |  | 0 | 0 | 0 | 0 | 0
0 | SH295A4BBA |  | 25 | 0 |  | 0 | ~ |  | 0 | ~ |  | 0 |  | 0 | 0 | 0 | 0 | 0
0 | SH380A4ABB | Danfoss Scroll Compressor 3ph 380V 50HZ-460V 60HZ (20c ~ -25c) R22,R404,R507 | 30 | 0 |  | 0 | ~ |  | 0 | ~ |  | 0 | All danfoss acc filter drier,sight glass,hand valve,hi-lo control and etc. | 0 | 0 | 0 | 0 | 0
ALL121.2 | MLZ021T4LP9A |  | 3 | 0 |  | 0 | 1626.4528 |  | CU - 40 QC | 4367.3832 |  | BCU - 50 |  | 5017.9236 | 4921.453 | 4656.386 | 0 | 0
ALL121.3 | MLZ030T4LC9A |  | 4 | 0 |  | 0 | 2043.979 |  | CU - 64 QC | 5836.1626 |  | BCU - 55 |  | 5778.6636 | 5682.193 | 5417.126 | 0 | 0
ALL121.4 | MLZ038T4LC9A |  | 5 | 0 |  | 0 | 2179.4103 |  | CU - 72 QC | 5931.226 |  | BCU - 64 |  | 6233.0724 | 6136.6018 | 5871.5348 | 0 | 0
ALL121.5 | MLZ045T4LC9A |  | 6 | 0 |  | 0 | 2427.458 |  | CU - 90 QC | 6767.7685 |  | BCU - 72 |  | 7076.3303 | 6979.8597 | 6714.7927 | 0 | 0
ALL121.6 | MLZ048T4LC9A |  | 7 | 0 |  | 0 | 3278.7815 |  | CU - 100 QC | 7846.2909 |  | BCU - 100 | All danfoss acc filter drier,sight glass,hand valve,hi-lo control,emerson oil separator,suction acc and etc. | 8150.216 | 8053.7454 | 7788.6784 | 0 | 0
ALL121.7 | MLZ058T4LC9A |  | 8 | 0 |  | 0 | 3923.0262 |  | CU - 125 QC | 9840.8829 |  | LCU-08 |  | 10463.3587 | 10366.8881 | 10101.8211 | 0 | 0
ALL121.8 | MLZ066T4LC9A |  | 9 | 0 |  | 0 | 4022.7308 |  | CU - 144 QC | 10742.1056 |  | LCU-10 |  | 11433.4877 | 11337.0171 | 11071.9501 | 0 | 0
ALL121.9 | MLZ076T4LC9A |  | 10 | 0 |  | 0 | 4466.2822 |  | CU - 144 QC | 10842.0968 |  | LCU-12 |  | 12427.868 | 12331.3974 | 12066.3304 | 0 | 0
ALL121.10 | MLZ090T4LC9 | ZB SERIES can be use for R134A,R404,R507 (15c ~ -25c) 380V-440V 50Hz 3ph c/w service valve | 13 | 0 |  | 0 | 4833.89 | All danfoss acc filter drier,sight glass,hand valve,solenoid valve,hi-lo control,Emerson oil separator,suction acc. | CU - 160 QC | 11513.4569 |  | LCU-15 | All danfoss acc filter drier,sight glass,hand valve,hi-lo control,emerson oil separator and etc. | 13008.0535 | 12911.5829 | 12646.5159 | 0 | 0
ALL123 | ZB15KQE-TFD559 |  | 2 | V06,V04(1/2,3/4) |  | 0 | 1783.1102 |  | CU - 32 QC | 4284.8423 |  | BCU - 36 |  | 4850.0111 | 4753.5405 | 4488.4735 | 2.5hp | 4034.6176
ALL124 | ZB19KQE-TFD559 |  | 2.5 | V06,V04(1/2,3/4) |  | 0 | 1804.6137 |  | CU - 36 QC | 4449.2335 |  | BCU - 40 |  | 5002.5018 | 4906.0312 | 4640.9642 | 0 | 0
ALL125 | ZB21KQE-TFD559 |  | 3 | V06,V04(1/2,3/4) |  | 0 | 1847.6207 |  | CU - 40 QC | 4588.5512 |  | BCU - 50 |  | 5239.0916 | 5142.621 | 4877.554 | HTC-3 | 4786.8779
ALL127 | ZB29KQE-TFD559 |  | 4 | V06,V05(1/2,7/8) |  | 0 | 2206.0123 |  | CU - 64 QC | 5998.1959 | QC29M1-TFA-XX | BCU - 55 |  | 5940.6969 | 5844.2264 | 5579.1593 | 0 | 0
ALL128 | ZB38KQE-TFD559 |  | 5 | V06,V05(1/2,7/8) |  | 0 | 2313.5298 |  | CU - 72 QC | 6300.0513 | QC38M1-TFA-XX | BCU - 64 |  | 6601.8976 | 6505.4271 | 6240.36 | 0 | 0
ALL129 | ZB45KQE-TFD559 |  | 6 | V06,V05(1/2,7/8) |  | 0 | 2607.4109 |  | CU - 90 QC | 6947.7214 | QC45M1-TFA-XX | BCU - 72 |  | 7256.2832 | 7159.8126 | 6894.7456 | 0 | 0
ALL130 | ZB48KQE-TFD559 |  | 7 | V08,V05(5/8,7/8) |  | 0 | 3419.6115 |  | CU - 100 QC | 7987.1208 | QC48M1-TFA-XX | BCU - 100 | All danfoss acc filter drier,sight glass,hand valve,hi-lo control,emerson oil separator,suction acc and etc. | 8291.046 | 8194.5754 | 7929.5084 | 0 | 0
ALL131 | ZB58KQE-TFD559 |  | 8 | 218 (7/8,11/8) |  | 0 | 4159.1301 |  | CU - 125 QC | 10076.9868 | QC58M1-TFA-XX | LCU-10 |  | 11379.593 | 11283.1224 | 11018.0554 | 0 | 0
ALL132 | ZB66KQE-TFD559 |  | 9 | 272 (7/8,13/8) |  | 0 | 4323.0988 |  | CU - 144 QC | 11042.4736 | QC66M1-TFA-XX | LCU-10 |  | 11733.8557 | 11637.3851 | 11372.3181 | 0 | 0
ALL133 | ZB76KQE-TFD559 |  | 10 | 272 (7/8,13/8) |  | 0 | 4208.4135 |  | CU - 144 QC | 10927.7883 | QC76M1-TFA-XX | LCU-12 |  | 12513.5594 | 12417.0888 | 12152.0218 | HTC-12 | 10122.9991
ALL133.01 | ZB88KQE-TFD559 |  | 12 | 273 (7/8,13/8) |  | 0 | 4909.725 |  | CU - 160 QC | 11538.913 | QC88M1-TFA-XX | LCU-15 |  | 13033.5096 | 12937.039 | 12671.972 | 0 | 0
ALL134 | ZB95KQE-TFD559 |  | 13 | 273 (7/8,13/8) |  | 0 | 5197.5743 |  | CU - 160 QC | 12546.449 | QC95M1-TFA-XX | LCU-15 |  | 14041.0456 | 13944.575 | 13679.508 | 0 | 0
ALL135 | ZB114KQE-TFD559 |  | 15 | 273 (7/8,13/8) |  | 0 | 6335.826 |  | CU - 200 QC | 14977.8266 | QC114M1-TFA-XX | LCU-20 |  | 15737.118 | 15640.6474 | 15375.5804 | 0 | 0
ALL135.01 | ZB130KQE-TFD551 |  | 20 | 274 (1 1/8,15/8) |  | 0 | 6629.0656 |  | CU - 250 QC | 17724.227 | QC130M1-TFA-XX | TCUV - 250 |  | 25356.0539 | 25259.5833 | 24994.5163 | 0 | 0
ALL135.02 | ZB150KQE-TFD552 |  | 22 | 0 |  | 0 | ~ |  | CU - 250B QC | ~ | QC130M2-TFA-XX | TCUV - 250 |  | ~ | ~ | ~ | 0 | 0
ALL135.03 | ZB190KQE-TWD-523 |  | 25 | 276 (1 3/8,15/8) |  | 0 | 10472.0541 |  | CU - 300 QC | 23560.322 | QC190M1-TFA-XX | TCUV - 300 |  | 30365.3176 | 30268.847 | 30003.78 | 0 | 0
ALL135.04 | ZB220KQE-TWD-523 | ZFI Low temp SERIES can be use for R134A,R404,R507 (7c ~ -40c) 380V-440V 50Hz 3ph c/w core sense, sub cooler & service valve | 30 | 277 (1 3/8,15/8) |  | 0 | 12708.4177 | All danfoss acc filter drier,sight glass,hand valve,solenoid valve,hi-lo control,Emerson oil separator,suction acc. | CU - 350 QC | 27391.7874 | QC220M1-TFA-XX | TCUV - 350 | All danfoss acc filter drier,sight glass,hand valve,hi-lo control,emerson oil separator,suction acc and etc. | 34132.0367 | 34035.5661 | 33770.4991 | 0 | 0
ALL135.06 | ZFI23KQE-TFD552 |  | 5 | V06,V05(1/2,7/8) |  | 23000btu (4DES5Y) | 3548.5025 |  | CU - 72 QC | 7535.024 | QC23L1-TFA-XX | LCU-06 |  | 9037.1266 | 8940.656 | 8675.589 | 0 | 0
ALL135.071 | ZFI30KNE-TFD657 |  | 7 | V05,V04 (7/8,3/4) |  | 31000btu (4VES7Y) | 4174.7819 |  | CU - 100 QC | 9176.6187 | QC30L1-TFA-XX | LCU-08 |  | 10598.0059 | 10501.5353 | 10236.4683 | 0 | 0
ALL135.08 | ZFI36KQE-TFD552 |  | 8 | V05,V04 (7/8,3/4) |  | 36000btu (4TES9Y) | 4490.9156 |  | CU - 125 QC | 10291.6639 | QC36L1-TFA-XX | LCU-08 |  | 10914.1396 | 10817.6691 | 10552.602 | 0 | 0
ALL135.09 | ZFI39KQE-TFD552 |  | 10 | V05,V04 (7/8,3/4) |  | 42000btu (4PES12Y) | 4800.566 |  | CU - 144 QC | 11397.0504 | QC39L1-TFA-XX | LCU-10 |  | 12088.4325 | 11991.9619 | 11726.8949 | HTC-10 | 10176.0888
ALL135.10 | ZFI50KQE-TFD564 |  | 12 | V05,V03 (7/8,13/8) |  | 49000btu (4NES14Y) | 5126.7696 |  | CU - 160 QC | 12435.7656 | QC50L1-TFA-XX | LCU-12 |  | 13431.9155 | 13335.4449 | 13070.3779 | HTC-12 | 11041.3552
ALL135.11 | ZFI59KQE-TFD564 |  | 15 | V05,V03 (7/8,13/8) |  | 59000btu (4JE15Y) | 6376.8395 |  | CU - 200 QC | 14864.9939 | QC59L1-TFA-XX | LCU-15 |  | 15220.3108 | 15123.8402 | 14858.7732 | HTC-15 | 12719.6285
ALL135.12 | ZFI68KQE-TFD564 |  | 18 | V05,V03 (7/8,13/8) |  | 68000btu (4HE18Y) | 7419.0423 |  | CU - 200 QC | 16061.0429 | QC68L1-TFA-XX | LCU-20 |  | 16820.3343 | 16723.8637 | 16458.7967 | HTC-20 | 14373.4996
ALL135.13 | ZFI81KQE-TFD564 |  | 20 | V05,V03 (7/8,13/8) |  | 81000btu (4GE23Y) | 8623.2381 |  | CU - 250 QC | 19718.3994 | QC81L1-TFA-XX | TCU - 200 |  | 20975.0726 | 20878.602 | 20613.535 | HTC-25 | 16713.154
ALL135.14 | ZFI96KQE-TFD523 |  | 25 | V03,V38 (1 3/8,1 5/8) |  | 96000btu (6HE28Y) | 13364.9463 |  | CU - 300 QC | 26453.2142 | QC96L1-TFA-XX | TCUV - 250 |  | 32713.3961 | 32616.9255 | 32351.8585 | HTC-30 | 23079.013
ALL135.20 | ZFI122KQE-TED523 |  | 30 | V03,V38 (1 3/8,1 5/8) |  | 122000btu (6GE34Y) | 13683.9149 |  | CU - 350 QC | 28367.2846 | QC122L1-TFA-XX | TCUV - 350 |  | 35107.5338 | 35011.0633 | 34745.9962 | HTC-35 | 24745.4647
ALL135.21 | ZFI140KQE-TED523 | EVI CORE SENSE |  |  |  |  | 15038.6351 |  | EVI CORE SENSE
ALL135.22 | CORE SENSE (562-0291-01) ZFI23-26 | [5 empty] | 669.6667
ALL135.23 | CORE SENSE (562-0291-02) ZFI36-59 | [5 empty] | 669.6667
ALL135.24 | CORE SENSE (562-0291-03) ZFI68-81 | [5 empty] | 669.6667
ALL135.25 | CORE SENSE (562-0291-06) ZFI96-140 | MODULE CORESENSE |  |  |  |  | 669.6667 |  | MODULE CORESENSE
ALL135.251 | 571-0064-06 MODULE-CORESENSE ASSM | SENSOR |  |  |  |  | 645.6133 |  | SENSOR
ALL135.252 | 043-0210-00 (ZFI23-ZFI81) SENSOR-VAPOR IN | [5 empty] | 27.851
ALL135.253 | 043-0210-02 (ZFI23-ZFI81) SENSOR-VAPOR OUT |  |  | (1/2,3/4) |  |  | 27.851
ALL135.254 | 043-0277-00 (ZFI23-ZFI140) SENSOR-DLT |  |  | (1/2,3/4) |  |  | 22.2601
ALL135.255 | 043-0285-00 (ZFI96,ZFI122,ZFI140) SENSOR-VAPOR IN/OUT | [5 empty] | 45.7626
ALL135.256 | PLATE HEAT BX4THX14 (ZFI20-ZFI39) | [5 empty] | 309.7778
ALL135.257 | PLATE HEAT BX4THX20 (ZFI50-ZFI59) | [5 empty] | 372.7273
ALL135.258 | PLATE HEAT BX4THX24 (ZFI68-ZFI81) | [5 empty] | 0
ALL135.259 | PLATE HEAT BX4THX24 (ZFI96-ZFI40) | SOUND JACKET |  | (1/2,3/4) |  |  | 0
ALL135.26 | Jacket ZFI50 & ZFI59 |  |  | (1/2,7/8) |  |  | 264.9231
ALL135.27 | Jacket ZFI68 & ZFI81 |  |  | (1/2,7/8) |  |  | 313.7247
ALL135.28 | Jacket ZFI96,ZFI122 & ZFI140 | ZB SERIES can be use for R134A,R404,R507 (15c ~ -25c) 380V-440V 50Hz 3ph |  | (1/2,7/8) |  |  | 404.3563
ALL135.29 | ZB15KQE-TFD558 (W) |  |  | (5/8,7/8) |  |  | 1741.7832
ALL135.30 | ZB19KQE-TFD558 (W) |  |  | (7/8,11/8) |  |  | 1807.5839
ALL135.31 | ZB21KQE-TFD558 (W) |  |  | (7/8,13/8) |  |  | 1720.3514
ALL135.32 | ZB29KQE-TFD558 (W) |  |  | (7/8,13/8) |  |  | 2082.972
ALL135.33 | ZB38KQE-TFD558 (W) |  |  | (7/8,13/8) |  |  | 2194.9336
ALL135.34 | ZB45KQE-TFD558 (W) |  |  | (7/8,13/8) |  |  | 2527.8794
ALL135.35 | ZB48KQE-TFD558 (W) |  |  | (1 1/8,15/8) |  |  | 3355.549
ALL135.36 | ZB58KQE-TFD550 (W) |  |  | (1 3/8,15/8) |  |  | 3933.2045
ALL135.37 | ZB66KQE-TFD550 (W) |  |  | (1 3/8,15/8) |  |  | 4291.2378
ALL135.38 | ZB76KQE-TFD550 (W) | [5 empty] | 4652.4248
ALL135.40 | ZB95KQE-TFD550 (W) | [5 empty] | 5273.1591
ALL135.41 | ZB114KQE-TFD550 (W) | [5 empty] | 6227.4126
ALL135.42 | ZB130KQE-TFD550 (W) | [5 empty] | 6445.3147
ALL135.43 | ZB190KQE-TWD-522 (W) | [5 empty] | 10680.0699
ALL135.44 | ZB220KQE-TWD-522 (W) | ZFI Low temp SERIES can be use for R134A,R404,R507 (7c ~ -40c) 380V-440V 50Hz 3ph |  |  |  |  | 12747.2727
ALL135.46 | ZFI26KQE-TFD550 (W) | [5 empty] | 3588.9336
ALL135.47 | ZFI36KQE-TFD550 (W) | [5 empty] | 4387.4301
ALL135.48 | ZFI39KQE-TFD550 (W) |  | 0 | [5 empty] | 0 | 0 | [6 empty] | 0 | 0
ALL135.49 | ZFI50KQE-TFD554 (W) |  | 0 | [5 empty] | 0 | 0 | [6 empty] | 0 | 0
ALL135.50 | ZFI59KQE-TFD554 (W) |  | 0 | [5 empty] | 0 | 0 | [6 empty] | 0 | 0
ALL135.51 | ZFI68KQE-TFD554 (W) |  | 0 | [5 empty] | 0 | 0 | [6 empty] | 0 | 0
ALL135.52 | ZFI81KQE-TFD554 (W) |  | 0 | [5 empty] | 0 | 0
0 | ZB48KNE-TFD-558 | ZB SERIES can be use for R134A,R404,R507 (15c ~ -25c) 380V-440V 50Hz 3ph | 0 |  |  |  |  | All acc filter drier,sight glass,hand valve,solenoid valve,hi-lo control,Emerson oil separator,suction acc. | 0 | 0 | [6 empty] | 0 | 0
| ZB38KQE X 2 |  | 10 | [5 empty] | TCU - 120 | 24251.2028
0 | ZB45KQE X 2 |  | 12 | [5 empty] | TCU - 150 | 25747.7403 | [6 empty] | 0 | 0
0 | ZB48KQE X 2 |  | 14 | [5 empty] | TCU - 150 | 27403.0795 | [6 empty] | 0 | 0
0 | ZB58KQE X 2 |  | 16 | [5 empty] | TCU - 200 | 30358.0522 | [6 empty] | 0 | 0
| ZB66KQE X 2 |  | 18 | [5 empty] | TCU - 200 | 33392.7507
| ZB76KQE X 2 |  | 20 | [5 empty] | TCU - 220 | 34844.248
| ZB88KQE X 2 |  | 24 | [5 empty] | TCUV - 250 | 40770.898
| ZB95KQE X 2 |  | 26 | [5 empty] | TCUV - 250 | 42857.3822
| ZB114KQE X 2 |  | 30 | [5 empty] | TCUV - 300 | 45458.3726
0 | ZB130KQE X 2 |  | 40 | [5 empty] | TCUV - 400 | 49759.0865 | [6 empty] | 0 | 0
0 | ZB58KQE X 3 |  | 24 | [5 empty] | TCUV - 300 | 51271.0093 | [6 empty] | 0 | 0
0 | ZB66KQE X 3 |  | 27 | [5 empty] | TCUV - 350 | 53546.1853 | [6 empty] | 0 | 0
0 | ZB76KQE X 3 |  | 30 | [5 empty] | TCUV - 350 | 54629.7465 | [6 empty] | 0 | 0
0 | ZB88KQE X 3 |  | 36 | [5 empty] | TCUV - 400 | 56170.4419 | [6 empty] | 0 | 0
0 | ZB95KQE X 3 | ZFI Low temp SERIES can be use for R134A,R404,R507 (7c ~ -40c) 380V-440V 50Hz 3ph | 39 |  |  |  |  | All acc filter drier,sight glass,hand valve,solenoid valve,hi-lo control,Emerson oil separator,suction acc. | TCUV - 400 | 59300.1683 | [6 empty] | 0 | 0
0 | ZFI23KQE X 2 |  | 10 | [5 empty] | TCU - 120 | 27172.8023 | [6 empty] | 0 | 0
0 | ZFI26KQE X 2 |  | 12 | [5 empty] | TCU - 150 | 28297.9027 | [6 empty] | 0 | 0
| ZFI36KQE X 2 |  | 16 | [5 empty] | TCU - 200 | 34221.0295
| ZFI39KQE X 2 |  | 20 | [5 empty] | TCU - 220 | 35569.4534
0 | ZFI50KQE X 2 |  | 24 | [5 empty] | TCUV - 250 | 43080.6871 | [6 empty] | 0 | 0
0 | ZFI59KQE X 2 |  | 30 | [5 empty] | TCUV - 300 | 46273.3104 | [6 empty] | 0 | 0
0 | ZFI68KQE X 2 |  | 36 | [5 empty] | TCUV - 350 | 50108.5959 | [6 empty] | 0 | 0
0 | ZFI81KQE X 2 |  | 40 | [5 empty] | TCUV - 400 | 54631.0172
0 | ZFI96KQE X 2 |  | 50 | 0 |  | 0 | 0 |  | TCUV - 500 | 67928.4641 | [6 empty] | 0 | 0
0 | ZFI122KQE X 2 |  | 60 | 0 |  | 0 | 0 |  | TCUV- 600 | 83107.0768 | [6 empty] | 0 | 0
0 | ZFI36KQE X 3 |  | 24 | 0 |  | 0 | 0 |  | TCUV - 250 | 49693.7744 | [6 empty] | 0 | 0
0 | ZFI39KQE X 3 |  | 30 | 0 |  | 0 | 0 |  | TCUV - 300 | 51167.5393 | [6 empty] | 0 | 0
0 | ZFI50KQE X 3 |  | 36 | 0 |  | 0 | 0 |  | TCUV - 400 | 56677.7029 | [6 empty] | 0 | 0
0 | ZFI59KQE X 3 | Panasonic Scroll Compressor R22 380V-440V 50Hz 3ph (20c ~ -10c) | 45 | 0 |  | 0 | 0 | All danfoss acc filter drier,sight glass,hand valve,solenoid valve,hi-lo control,QC oil separator | TCUV - 500 | 61795.3242 | [6 empty] | 0 | 0
ALL136 | C-SB261H5A (1PH) |  | 3.5 | (1/2,7/8) |  | 11200btu | 1302.9661 |  | CU - 50 QC | 3742.2764 | [6 empty] | 0 | 0
ALL138 | C-SB303H8A |  | 4 | (1/2,7/8) |  | 14200btu | 1219.3966 |  | CU - 64B QC | 3807.3872 | [6 empty] | 0 | 0
ALL139 | C-SB373H8A |  | 5 | (1/2,7/8) |  | 18100btu | 1285.2665 |  | CU - 72 QC | 4545.9187 | [6 empty] | 0 | 0
ALL141 | C-SB453H8A |  | 6 | (1/2,7/8) |  | 0 | 1594.5337 |  | CU - 90 QC | 5112.407 | [6 empty] | 0 | 0
ALL142 | C-SBR235H38A |  | 7 | (1/2,7/8) |  | 22000btu | 1903.1202 |  | CU - 100 QC | 5644.2388 | [6 empty] | 0 | 0
ALL143 | C-SC603H8H |  | 8 | (3/4,1 1/8) |  | 0 | 2771.3558 |  | CU - 125 QC | 7842.9086 | [6 empty] | 0 | 0
ALL144 | C-SC673H8H |  | 9 | (3/4,1 1/8) |  | 30717btu | 2819.5533 |  | CU - 144 QC | 8497.1397 | [6 empty] | 0 | 0
ALL145 | C-SC753H8H |  | 10 | (3/4,1 1/8) |  | 36177btu | 2856.4463 |  | CU - 144 QC | 9377.5015 |  | TCU - 120 |  | 10993.9885 | 10897.5179 | 10632.4509 | 0 | 0
ALL146 | C-SC903H8H | Panasonic Scroll Compressor R407C,R404,R507 380V-440V 50Hz 3ph (20c ~ -25c) C/W Oil glass,tandem type cw QC OIL SEPARATOR & Suction acc. | 12 | (3/4,1 1/8) |  | 40956btu | 3032.6446 | All danfoss acc filter drier,sight glass,hand valve,solenoid valve,hi-lo control,QC oil separator,suction acc. | CU - 160 QC | 9136.9358 |  | TCU - 120 | All danfoss acc filter drier,sight glass,hand valve,hi-lo control,airmender oil separator and etc. | 11036.4862 | 10940.0156 | 10674.9486 | 0 | 0
ALL147 | C-SBN263H8A |  | 3.5 | (1/2,7/8) |  | 11200btu | 1413.2576 |  | CU - 50 QC | 4148.1608 |  | BCU - 50 |  | 4546.4378 | 4449.9672 | 4184.9002 | HTC-3 | 4094.2242
ALL148 | C-SBN303H8G |  | 4 | (1/2,7/8) |  | 14200btu | 1475.3788 |  | CU - 64B QC | 4711.5965 |  | BCU - 55 |  | 4946.9943 | 4850.5237 | 4585.4567 | HTC-4 | 4680.2491
ALL149 | C-SBN373H8G |  | 5 | (1/2,7/8) |  | 18100btu | 1550.3527 |  | CU - 72 QC | 5220.3346 |  | BCU - 64 |  | 5522.181 | 5425.7104 | 5160.6434 | HTC-5 | 4839.2908
ALL150 | C-SBN453H8G |  | 6 | (1/2,7/8) |  | 20600btu | 1879.1667 |  | CU - 90 QC | 5925.3474 |  | BCU - 72 |  | 6233.9092 | 6137.4386 | 5872.3716 | HTC-8 | 5831.6818
ALL151 | C-SBS235H38B |  | 7 | (1/2,7/8) |  | 22000btu | 2119.8864 |  | CU - 100 QC | 6374.7491 |  | BCU - 100 |  | 6678.6743 | 6582.2037 | 6317.1367 | HTC-8 | 6053.8846
ALL152 | C-SCN603H8T |  | 8 | (3/4,1 1/8) |  | 30717btu | 2911.9318 |  | CU - 125 QC | 8475.6871 |  | LCU-08 |  | 8774.0046 | 8677.534 | 8412.467 | HTC-10 | 7865.9496
ALL152.1 | 3CC149LA0M |  | 9 | (3/4,1 1/8) |  | 0 | 3403.7987 |  | CU - 125 QC | 9643.6735 |  | LCU-10 |  | 10616.3394 | 10519.8688 | 10254.8018 | 0 | 0
ALL153 | C-SCN753H8T |  | 10 | (3/4,1 1/8) |  | 36177btu | 2904.1667 |  | CU - 144 QC | 9270.0374 |  | LCU-10 |  | 9631.4792 | 9535.0086 | 9269.9416 | HTC-12 | 8465.2482
ALL154 | C-SCN903H8T | Panasonic Scroll Low temp Compressor R404A,R507 380V-440V 50Hz 3ph (0c ~ -40c) cw QC OIL SEPARATOR & Suction acc. | 12 | (3/4,1 1/8) |  | 40956btu | 3092.6724 | All danfoss acc filter drier,sight glass,hand valve,solenoid valve,hi-lo control,QC oil separator,suction acc. | CU - 160 QC | 9938.5048 |  | LCU-12 | All danfoss acc filter drier,sight glass,hand valve,solenoid valve,hi-lo control,Airmender oil separator,suction acc. | 10604.7144 | 10508.2438 | 10243.1768 | HTC-15 | 8932.4192
ALL155 | C-SBN303L8A (4hp LT) |  | 4 | (1/2,7/8) inx2203(0.26-20) |  | 14500btu | 1997.8814 |  | CU - 64 QC | 5756.9013 |  | BCU - 55 |  | 5906.4522 | 5809.9816 | 5544.9146 | 0 | 0
ALL156 | C-SBN373L8A (5hp LT) |  | 5 | (1/2,7/8) inx2203(0.26-20) |  | 20200btu | 2108.4361 |  | CU - 72 QC | 6051.5889 |  | BCU - 64 |  | 6560.4851 | 6464.0145 | 6198.9475 | 0 | 0
ALL157 | C-SBN453L8A (6hp LT) |  | 6 | (1/2,7/8) inx2203(0.42-40) |  | 24000btu | 2282.1649 |  | CU - 90 QC | 6563.0701 |  | BCU - 72 |  | 7141.9442 | 7045.4736 | 6780.4066 | HTC-8 | 6469.4046
ALL158 | C-SCN523L8H (7hp LT) 3CC120SA03 |  | 7 | (3/4,1 1/8) inx2208(0.42-40) |  | 28000btu | 4027.3498 |  | CU - 100 QC | 8945.2677 |  | LCU-08 |  | 10366.6549 | 10270.1843 | 10005.1173 | 0 | 0
ALL159 | 3CC137SA03 (8hpLT) Panasonic |  | 8 | (3/4,1 1/8) inx2208(0.49-40) |  | 32000btu | 4074.6611 |  | CU - 125 QC | 9852.0431 |  | LCU-08 |  | 10474.5188 | 10378.0483 | 10112.9812 | HTC-10 | 9242.3056
ALL160 | C- SCN753L8H (10HP LT) |  | 10 | (3/4,1 1/8) inx2208(0.49-40) |  | 38000btu | 4269.1986 |  | CU - 144 QC | 10633.8616 |  | LCU-10 |  | 11325.2437 | 11228.7731 | 10963.7061 | 0 | 0
ALL160.1 | 3CC216SA03 (12.5HP LT) | Panasonic Scroll Compressor R410A 380V-440V 50Hz 3ph (20c ~ -25c) | 12.5 | (3/4,1 1/8) inx2208(0.49-40) |  | 0 | 4479.2663 | All danfoss acc filter drier,sight glass,hand valve,solenoid valve,hi-lo control. | CU - 160 QC | 11407.6961
ALL161 | C-SBN373H8D |  | 5 | 0 |  | 0 | 1336.3826 |  | 0 | ~ | [6 empty] | 0 | 0
ALL162 | C-SBN453H8D |  | 6 | 0 |  | 0 | 1721.5341 |  | 0 | ~ | [6 empty] | 0 | 0
ALL162.01 | C-SCP270H38A |  | 8 | 0 |  | 0 | 2888.6364 |  | 0 | ~ | [6 empty] | 0 | 0
ALL162.02 | C-SCP315H38A |  | 10 | 0 |  | 0 | 2927.4621 |  | 0 | ~ | [6 empty] | 0 | 0
ALL162.03 | C-SCP400H38A |  | 12 | 0 |  | 0 | 2989.5833 |  | 0 | ~ |  |  | c/w air filter,air vents | 0 |  |  | 0 | 0
ALL162.04 | C-SCP435H38B |  | 13 | 0 |  | 0 | 4102.0257 |  | 0 | 0 | [6 empty] | 0 | 0
ALL162.05 | C-SCP510H38B | Daikin Scroll Compressor R22 380V-415V 50Hz 3ph (20c ~ 0c) | 15 | 0 |  | 0 | 5324.6753 | All danfoss acc filter drier,sight glass,hand valve,solenoid valve,hi-lo control | 0 | ~ | [6 empty] | 0 | 0
ALL163 | JT95GABY1L |  | 3 | 0 |  | 31400btu | ~ |  | CU - 40 QC | 3479.5235 | [6 empty] | 0 | 0
ALL164 | JT125GABY1 |  | 4 | 0 |  | 40620btu | 1514.2045 |  | CU - 64 QC | 4602.455 | [6 empty] | 0 | 0
ALL165 | JT160GABY1 (4 mounting) |  | 5 | 0 |  | 51200btu | 1421.0227 |  | CU - 72 QC | 4710.7789 | [6 empty] | 0 | 0
ALL166 | JT160GA-Y1 (3 mounting) |  | 5 | 0 |  | 51200btu | ~ |  | CU - 72 QC | 0 | [6 empty] | 0 | 0
0 | JT212D-Y1L |  | 7 | 0 |  | 73390btu | ~ |  | CU - 100 QC | ~ | [6 empty] | 0 | 0
0 | JT300D-Y1L |  | 10 | 0 |  | 102050btu | ~ |  | CU - 144 QC | ~ | [6 empty] | 0 | 0
0 | JT335D-Y1L | DAIKIN SCROLL R410A | 12 | 0 |  | 116050btu | ~ |  | CU - 160 QC | ~ | [6 empty] | 0 | 0
ALL168 | JT160G-P8Y1 R410A DAIKIN COMP | Copeland scroll new compressor R410a 380V-415V 3PH (20C - 5C) | 5 | 0 |  | 0 | ~ |  | 0 | ~ | [6 empty] | 0 | 0
ALL170 | ZP42KUE-TFM-52E |  | 4 | 0 |  | 0 | ~ |  | 0 | ~ | [6 empty] | 0 | 0
0 | ZP54K3E-TFP-522 |  | 5 | 0 |  | 0 | ~ |  | 0 | ~ | [6 empty] | 0 | 0
0 | ZP154KCE-TFD-522 |  | 13 | 0 |  | 0 | ~ |  | 0 | ~ | [6 empty] | 0 | 0
0 | ZP182KCE-TFD-522 |  | 15 | 0 |  | 0 | ~ |  | 0 | ~ | [6 empty] | 0 | 0
0 | ZP385KCE-TFD-522 | Copeland scroll new compressor R22,R407C 380V-415V 3PH (20C - 5C) | 32 | 0 |  | 0 | ~ | All danfoss acc filter drier,sight glass,hand valve,solenoid valve,hi-lo control | 0 | ~ |  | 0 |  |  |  |  | 0 | 0
ALL174 | ZR61KCE |  | 5 | 0 |  | 0 | ~ |  | CU - 72 QC | ~ |  | BCU - 64 |  |  |  |  | 0 | 0
ALL175 | ZR72KCE |  | 6 | 0 |  | 0 | ~ |  | CU - 100 QC | ~ |  | BCU - 72 |  |  |  |  | 0 | 0
ALL176 | ZR94KCE |  | 7.5 | 0 |  | 0 | ~ |  | CU - 125 QC | ~ |  | TCU - 100B |  |  |  |  | 0 | 0
ALL177 | ZR108KCE |  | 9 | 0 |  | 0 | ~ |  | CU - 144 QC | ~ |  | TCU - 120 |  |  |  |  | 0 | 0
ALL178 | ZR125KCE |  | 10 | 0 |  | 0 | ~ |  | CU - 144 QC | ~ |  | TCU - 120 |  |  |  |  | 0 | 0
ALL179 | ZR144KCE |  | 12.5 | 0 |  | 0 | 4506.0065 |  | CU - 160 QC | ~ |  | TCU - 120 |  |  |  |  | 0 | 0
ALL180 | ZR190KCE |  | 15 | 0 |  | 0 | 6279.6443 |  | CU - 200 QC | 14569.9403 |  | TCU - 150 |  |  |  |  | 0 | 0
ALL181 | ZR250KCE |  | 20 | 0 |  | 0 | 10191.7614 |  | CU - 250 QC | 20276.5213 |  | TCU - 220 |  |  |  |  | 0 | 0
ALL182 | ZR310KCE |  | 25 | 0 |  | 0 | 10410.1562 |  | CU - 300 QC | 22432.4034 |  | TCUV - 250 |  |  |  |  | 0 | 0
ALL183 | ZR380KCE | Hitachi scroll R22 | 30 | 0 | 0 | 0 | 13777.5974 |  | CU - 350 QC | 28353.0198 |  | 0 |  |  |  |  | 0 | 0
ALL184 | 403DH-64C2 |  | 4.5 | 0 |  | 0 | 1153.8462 |  | 0 | 0 |  | 0 |  |  |  |  | 0 | 0
ALL185 | 401DHV-64D2Y | Hitachi scroll R404,R507 MED TEMP cw QC OIL SEPARATOR & Suction acc. | 6 | 0 |  | 0 | 1384.6154 | All danfoss acc filter drier,sight glass,hand valve,solenoid valve,hi-lo control,Airmender oil separator,suction acc. | 0 | 0 |  | 0 | All danfoss acc filter drier,sight glass,hand valve,hi-lo control,Airmender oil sep,and etc. | 0 | 0 | 0 | 0 | 0
ALL186 | NS350DH-64D2YG |  | 3.5 med temp | 0 |  | 0 | 1669.5076 |  | CU - 50 QC | 4384.6993 |  | BCU - 55 |  | 4933.6695 | 4837.1989 | 4572.1319 | 0 | 0
ALL187 | NS500DH-83D2YG |  | 5 med temp | 0 |  | 0 | 1700.5682 |  | CU - 72 QC | 5406.6983 |  | BCU - 64 |  | 5708.5446 | 5612.074 | 5347.007 | 0 | 0
ALL188 | NS600DH-95D2YG | Hitachi scroll R404,R507 LOW TEMP c/w solenoid valve,digital thermostat cw QC OIL SEPARATOR | 6 med temp | 0 |  | 0 | 2003.4091 |  | CU - 90 QC | 6040.0327 |  | BCU - 72 |  | 6348.5945 | 6252.1239 | 5987.0569 | 0 | 0
ALL189 | LS350DH-64D2YG |  | 3.5 low temp | 0.031*24",(0.051*24") |  | 0 | 1677.2727 |  | CU - 50 QC | 4563.6808 |  | BCU - 55 |  | 5112.651 | 5016.1804 | 4751.1134 | 0 | 0
ALL190 | LS500DH-83D2YG |  | 5 low temp | 0.039*32" ,(0.051*20") |  | 0 | 1939.876 |  | CU - 72 QC | 5779.2113 |  | BCU - 64 |  | 6081.0576 | 5984.587 | 5719.52 | 0 | 0
ALL191 | LS600DH-95D2YG |  | 6 low temp | 0.042*40" ,(0.051*16") |  | 0 | 2261.7769 |  | CU - 90 QC | 6405.3778 |  | BCU - 72 |  | 6777.202 | 6680.7314 | 6415.6644 | 0 | 0
ALL192 | CGC27L-30BP-Z-2P |  | 2 R507 | R507 |  | 0 | 1341.3493 |  | CU - 32 QC | 3569.6861 |  | BCU - 36 |  | 4111.0772 | 4014.6066 | 3749.5396 | 0 | 0
ALL193 | CGC34L-38BP-Z-2.5P |  | 2.5 R507 | R507 |  | 0 | 1490.3881 |  | CU - 36 QC | 3847.8552 |  | BCU - 40 |  | 4377.3458 | 4280.8752 | 4015.8082 | 0 | 0
ALL194 | CGC39L-43BP-Z-3P |  | 3 R507 | R507 |  | 0 | 1605.0334 |  | CU - 40 QC | 4048.2284 |  | BCU - 50 |  | 4674.9912 | 4578.5206 | 4313.4536 | 0 | 0
ALL195 | CGE61L-66BP-Z-4P |  | 4 R507 | R507 |  | 0 | 1605.0334 |  | CU - 64 QC | 5099.4816 |  | BCU - 55 |  | 5041.9826 | 4945.512 | 4680.445 | 0 | 0
ALL196 | CGE77L-83BP-Z-5P |  | 5 R507 | R507 |  | 0 | 1719.6786 |  | CU - 72 QC | 5397.8821 |  | BCU - 64 |  | 5699.7284 | 5603.2578 | 5338.1908 | 0 | 0
ALL197 | CGE91L-98BP-Z-6P |  | 6 R507 | R507 |  | 0 | 1834.3239 |  | CU - 90 QC | 5855.7336 |  | BCU - 72 |  | 6164.2955 | 6067.8249 | 5802.7579 | 0 | 0
ALL198 | CGE77LD-66BP-6PDC |  | 6 DC INV R507 | R507 |  | 0 | 2866.131 |  | CU - 90 QC | 6792.2971 |  | LCU-06 |  | 8003.873 | 7907.4024 | 7642.3354 | 0 | 0
ALL199 | CGE85LD-73BP-7PDC |  | 7 DC INV R507 | R507 |  | 0 | 2980.7763 |  | CU - 100 QC | 7123.5587 |  | LCU-08 |  | 8544.9459 | 8448.4753 | 8183.4083 | 0 | 0
ALL200 | CGE96LD-83BP-8PDC |  | 8 DC INV R507 | R507 |  | 0 | 3210.0668 |  | CU - 125 QC | 8701.503 |  | LCU-08 |  | 9323.9787 | 9227.5081 | 8962.4411 | 0 | 0
ALL201 | CGE114LD-98BP-10PDC |  | 10 DC INV R507 | R507 |  | 0 | 3324.712 |  | CU - 144 QC | 9607.0837 |  | LCU-10 |  | 10298.4658 | 10201.9952 | 9936.9282 | 0 | 0
ALL202 | CEB112LD-B1PG-12PDC |  | 12 DC INV R507 | R507 |  | 0 | 4562.8806 |  | CU - 160 QC | 11360.4597 |  | LCU-12 |  | 12356.6096 | 12260.139 | 11995.072 | 0 | 0
ALL203 | CEB120LD-B1PG-14PDC |  | 14 DC INV R507 | R507 |  | 0 | 5044.3906 |  | CU - 200 QC | 13090.6486 |  | LCU-15 |  | 13445.9654 | 13349.4948 | 13084.4278 | 0 | 0
ALL204 | CGE117LD-73BP-12PDC410 |  | 12 DC NV R410 | R410 |  | 0 | 3210.0668 |  | 0 | 0 |  | LCU-15 |  | 11627.1176 | 11530.647 | 11265.58 | 0 | 0
ALL205 | CKE132LD-83BP-14PDC410 |  | 14 DC INV R410 | R410 |  | 0 | 3439.3573 |  | 0 | 0 |  | LCU-20 |  | 12393.0635 | 12296.5929 | 12031.5259 | 0 | 0

## Small comp
WELLER AIR-COND PARTS ENTERPRISE SDN BHD (613386-K)
DATE :15.1.26
ITEM CODE | MODEL | SPECIFICATION | HP | Equalvelant comp | RELAY BOX | capillary tube | use for refrigerator | btu | Dealer (RM) CASH -10% | Acc of refrigeration | CU QC MODEL | Cond QC (RM)
SMA001.1 | KCJ513HAG - R134 1HP | R134 | 1 | [5 empty] | ~ | Acc of refrigeration | 0 | 0
SMA018 | SC15CL | Secop R404 | 0.5 | AE7440 | 0 | 0.049*7ft-8ft | 4d s/s |  | 613.3644 | ALL acc filter drier. | CS075 | 0
SMA019 | SC18CL |  | 0.625 | 0 | c/w relay box | 0.055*63" | 6d s/s |  | 745.1036 |  | CS100 | 1384.998
SMA020 | SC21CL |  | 0.875 | 0 | c/w relay box | 0.55*5ft | 2glass door frezzer,4d s/s frezzer, 6d s/s |  | 818.4557 |  | CS125 Axial fan | 1572.3221
SMA021 | NT6226GK | [7 empty] | 988.3239 |  |  | 0
SMA025.04 | EEI76C13DJH DC MOTOR (3/8hp) | PANASONIC R134A DC MOTOR | 3/8 (0.77amp) | 0 | 0 | 0 | 2door chiller showcase |  | 355.3333 |  | CS050 (15 u) | 940.3942
SMA026.01 | LX95LHBM 1/3HP LG COMP |  | 1/3HP C/W RUN CAP | QA110/AE4440 | 0 | 0 | counter frezzer 6ft |  | 270.1916 |  | CS033 (10 u) | 827.0751
SMA026.08 | NF21K5131FU 3/8HP R134 LT | SAMSUNG | 3/8HP C/W RUN CAP | 2PCS | 0 | 0 | 0 |  | 330.6032 |  | 0 | 0
SMA026.10 | NF26K5131FZ 3/8HP R134 |  | 3/8 MED TEMP | 4PCS | 0 | 0 | 0 |  | 335.8095 |  | 0 | 0
SMA026.11 | NF26K5111FZ 1/3HP R134 |  | 1/3 MED TEMP | 3PCS | 0 | 0 | 0 |  | 310.0498 |  | 0 | 0
SMA026.12 | ENV4A5G-L2J 1/2hp inverter |  | 15.3cc variable speed R600 | 1PC | 0 | 0 | 0 |  | 383.8151 |  | 0 | 0
SMA026.13 | NC1MV90ASR |  | 90cc variable speed R134 | 1PC | 0 | 0 | 0 |  | 376.2353 |  | 0 | 0
SMA026.14 | SE30 | GMCC R134a | 1/10hp | [5 empty] | 153.5391 |  | 0 | 0
SMA026.15 | SE40 |  | 1/8hp | [5 empty] | 160.2881 |  | 0 | 0
SMA030.01 | L65CI | DONPER R134A MED & LOW TEMP | 1/6hp | QB66 | 0 | 0.028*4ft | 0 |  | 165.5769 |  | 0 | 0
SMA030.02 | L72CZ1 |  | 1/5hp c/w run cap 3uf | QB73 | 0 | 0.036*4ft | 0 |  | 171.7824 |  | CS025 | 481.8871
SMA030.02A | L76CZ1 |  | 1/4hpc/w run cap 3uf | QB86 | 0 | 0 | 0 |  | 189.5111 |  | CS030 | 568.8587
SMA030.03 | K230CZ1 |  | 1/4hp 230W c/w Start cap | QB91 | 50uf | 0.042*54" | 1.2m counter chiller |  | 197.9596 |  | CS030 | 591.2749
SMA030.05 | KK270CZ1 |  | 1/3hp 270W c/w Start&Run cap | QB110,QA110 | 5uf | 0.042*54" | mini 2door,1.5m counter chiller,1 door display chiller |  | 204.0889 |  | CS033 (10 u) | 667.3938
SMA030.06 | K325CZ1 |  | 3/8hp 325W c/w Start&Run cap | QA125 | 50uf,5uf | 0.042*54" | 1.8m counter chiller,2door piping |  | 239.6222 |  | CS050 (15 u) | 705.1187
SMA030.07 | K375CZ1 1/2hp |  | 1/2hp c/w Start&Run cap | AE2415Y,QA125 | 50uf,5uf | 0.049*54" | 2door chiller showcase,2.1m c.chiller,4d upright |  | 246.9111 | 10 | CS050 (15 u) | 722.8633
SMA030.08 | K400CZ1 1/2hp(B) |  | 1/2hp(B) C/W Start&Run cap | AE7440 | 50uf,6uf | 0.049*54",0.042*54" piping | 3door chiller showcase,4d s/s upright |  | 258.7556 | 10 | CS060 (16 u) | 758.8941
SMA030.09 | NE2150CK 1/3hp | DONPER R404 LOW TEMP | 1/3hp 600W c/w start&run cap | SC12CL | 0 | 0.042*54" | counter frezzer 6ft |  | 404.3056 |  | CS050 (15 u) | 876.761
SMA030.10 | NE2170CK 1/2hp |  | 1/2hp 700W c/w start&run cap | SC15CL | 0 | 0.049*54" | 4d s/s upright |  | 418.2 |  | CS060 (16 u) | 888.6119
SMA030.11 | NE2178CK 5/8hp |  | 5/8HP 850W c/w start&run cap | SC18CL | 0 | 0.055*54" | 2d s/s frezzer,4d s/s upright |  | 433.6889 |  | CS075 | 969.4339
SMA030.12 | NE2180CK 3/4hp |  | 3/4HP 910W c/w start&run cap | SC18CL | 0 | 0.055*54" | 4d s/s frezzer,6d s/s upright |  | 476.5812 |  | CS100 | 1080.5712
SMA030.14 | NCT2195CK 1hp |  | 1HP 1100W c/w start&run cap | WJ2450Z | 0 | 0.049*54"*2 | 2d frezzer glass,6d s/s frezzer |  | 832.7556 |  | CS145 Axial fan | 1573.8415
SMA030.15 | NCT2212CK 1 1/2hp |  | 1 1/2HP1400W c/w start&run cap | AW2464Z | 0 | 0.049*54"*2 | 3d frezzer glass |  | 969.4222 |  | CS170 Axial fan | 1832.1297
[9 empty] | ~ |  |  | 0
[9 empty] | ~ |  |  | 0
[9 empty] | ~ |  |  | 0
[9 empty] | ~ |  |  | 0
[9 empty] | ~ |  |  | 0
[9 empty] | ~ |  |  | 0
[9 empty] | ~ |  |  | 0
SMA030.16 | LZ58CU | DONPER R290 LOW MED TEMP | 1/3hp 275W c/w run cap | QB110 | 3uf | 0.036*76" | 0 |  | 188.2963 |  | CS050 (15 u) | 651.8756
SMA030.17 | LZ68CU1 |  | 3/8hp 325W c/w run cap | QA125 | 4uf | 0.036*59" | 5ft counter chiller |  | 193.358 |  | CS050 (15 u) | 665.015
SMA030.18 | LZ76CU |  | 1/2hp 380W c/w run cap | AE2415Y | 4uf | 0.042*54" | 0 |  | 232.3333 |  | CS060 (16 u) | 719.4849
SMA030.19 | LU83CU |  | 1/2hp 400W c/w start&run cap | AE2415Y | 0 | 0.049*54" | 2door chiller showcase,4d s/s |  | 223.7284 |  | CS060 (16 u) | 713.3385
SMA030.20 | KK480CU1 |  | 5/8hp 480W c/w run&start cap | AE7440 | 0 | 0.049*54" | 3door chiller showcase,4d s/s |  | 262.1975 |  | CS075 | 812.5203
SMA030.21 | KK550CU |  | 3/4hp 550W c/w run&start cap | WJ9460 | 0 | 0.049*54" | 0 |  | 380.642 |  | CS075 | 897.1235
SMA030.22 | KK650CU |  | 1/2hp 650W c/w run&start cap | SC15CL | 0 | 0.049*54" | 0 |  | 411.0123 |  | CS075 | 918.8166
SMA030.23 | NE2168CU |  | 5/8hp 750W c/w run&start cap | SC15CL | 0 | 0.049*54" | 0 |  | 427.2099 |  | CS075 | 930.3863
SMA030.24 | NE2178CU |  | 3/4hp 810W c/w run&start cap | SC18CL | 0 | 0.049*54" | 0 |  | 488.963 |  | CS100 | 1036.4619
SMA030.25 | NV2180CU |  | 1hp 900W c/w run&start cap | SC21CL | 0 | 0.049*54"*2 | 2d frezzer,4d s/s frezzer |  | 707.0222 |  | CS125 Axial fan | 1366.9606
SMA030.26 | NV2195CU |  | 1 1/2hp 1020W c/w run&start cap | WJ2450Z | 0 | 0.049*54"*2 | 3d frezzer,6door frezzer,2 door 40ice |  | 946.974 |  | CS170 Axial fan | 1769.2196
SMA030.27 | A120CY1 | DONPER R600 | 1/6hp | 0 | 0 | 0 | 0 |  | 143.1746 |  | CS025 | 0
SMA030.28 | S100CY1 |  | 1/5hp | 0 | 0 | 0 | 0 |  | 170.291 |  | CS025 | 0
SMA030.29 | H200CY1/S118CY1 |  | 1/4hp 230W c/w Run cap | 0 | 0 | 0 | 0 |  | 175.7143 |  | CS030 | 0
SMA030.30 | L140CY1 |  | 1/4hp big 270W c/w Run cap | 0 | 0 | 0 | 0 |  | 218.2429 |  | CS033 (10 u) | 0
SMA030.31 | K270CY1 |  | 1/3hp 270W c/w Run cap | 0 | 0 | 0 | 0 |  | 230.9561 |  | CS050 (15 u) | 0
SMA030.32 | MPT12LA 3/8hp | CUBIGEL R404 LOW TEMP | 3/8hp 660W c/w start&run cap | SC12CL | 0 | 0 | counter frezzer 6ft |  | 446.9157 |  | CS050 (15 u) | 928.8245
SMA030.34 | MPT16LA 5/8hp |  | 1/2HP big 870W c/w start&run cap | SC18CL | 0 | 0.055*54" | 6d s/s |  | 484.6169 |  | CS075 | 1071.3916
SMA030.35 | MPT18LA 3/4HP |  | 3/4HP 970W c/w start&run cap | SC18CL | 0 | 0.055*54" | 2d frezzer,4d s/s frezzer,6d s/s |  | 534.5185 |  | CS100 | 1196.2679
SMA030.47 | GH16TB 1/2hp med temp | CUBIGEL R134 MED TEMP | 1/2hp cw Start cap | AE2415Y | 0 | 0 | 2door chiller showcase |  | 304.5714 |  | CS060 (16 u) | 882.4214
SMA030.48 | GPT18RA 3/4hp med temp |  | 3/4hp cw Start&Run cap | AW4495Y | 0 | 0 | 3door chiller showcase,6door s/s |  | 510.6631 |  | CS075 | 1127.7937
[9 empty] | ~ |  |  | 237.1781
[9 empty] | ~ |  |  | 225.6085
SMA030.66 | NPT16LA 5/8hp R290 | CUBIGEL R290 LOW MED TEMP | 756W | NE2168CU | 0 | 0 | 0 |  | 508.4 |  | CS075 | 1028.7284
[9 empty] | ~ |  |  | 1116.0033
SMA030.68 | NX21FB 7/8hp R290 |  | 907W | NV2180CU | 0 | 0 | 4d s/s frezzer |  | 802.7901 |  | CS075 | 1283.3477
SMA030.69 | NX23FB 1hp R290 |  | 1003W | NV2195CU | 0 | 0 | 2door frezzer |  | 878.716 |  | CS145 Axial fan | 1540.5788
SMA031 | DDD127CV | Horizontal Rotary Highly R404A,R22,R507,R134 Low temp | 7/8hp (2.9amp) | SC21CL,WJ2446Z | 30uf,53-64uf,relay | 0.049*7ft | 2d frezzer,4d s/s frezzer) |  | 731.3636 | ALL acc filter drier,sight glass,hand valve,solenoid valve,hi-lo control and oil sep,suction acc. | CS125 Axial fan | 1632.0584
SMA032 | DDL211SX |  | 1.4hp (4.8amp) | AW2464Z,CAJ2464Z | 35uf,88-108uf,relay | 0.055*7ft | 3d frezzer, 6d frezzer |  | 844.3182 |  | CS170 Axial fan | 1822.4151
SMA033 | DDH307LV / DBH307LV |  | 2hp (6.65amp) | AW2495Z,ZB21 | 60uf,130-156uf,relay 1.5M*0.036 | 2*0.055*6ft | 3d frezzer glass |  | 953.0303 |  | CS200 | 2507.6481
SMA034 | DDH356LV / DBH356LV |  | 2.5hp (8.1amp) | AW2495Z | 60uf,130-156uf,relay 1M*0.036 | 0 | 0 |  | 991.8561 |  | CU - 36 QC | 2747.7307
SMA035 | DBH488LC-3ph |  | 3HP-3ph (4.95amp) | AW2510Z,ZB21 | (vertical & horizontal) 1M*0.039 | 0 | 0 |  | 1642.3295 |  | CU - 50 QC | 3935.4189
SMA035.1 | DSD063SV |  | 1/2 (1.8amp) | SC15CL,CAE2420Z | 17uf,66-77uf,relay | 0 | 2door frezzer |  | 328.877 |  | 0 | 0
SMA035.2 | DSD096SV | Vertical Rotary Highly R404A,R22,R507,R135 Low temp | 5/8 (2.5amp) | SC18CL,CAE2425Z | 25uf,66-77uf,relay | 0 | 1 glass d frezzer |  | 479.3561 |  | CS100 | 1474.6243
SMA035.3 | DSD113SV |  | 7/8 (2.9amp) | SC18CL,CAJ2432Z | 25uf,66-77uf,relay | 0 | 4d s/s frezzer |  | 569.0395 |  | CS125 Axial fan | 1580.3376
SMA036 | DSD145XV |  | 1hp (4amp) | WJ2450Z,CAJ2446Z | 25uf,66-77uf,relay | 0.049*7ft | 2 glass d frezzer |  | 710.5703 |  | CU - 15 QC | 2514.9727
SMA037 | DSL193SV |  | 1.3hp (5.2amp) DSL193 | AW2464Z,CAJ2464Z | 30uf,72-86uf,relay | 0.055*7ft | 6door frezzer,2 door 40ice |  | 827.8926 |  | CU - 22 QC | 2760.1411
SMA038 | DSH254LV |  | 1.5hp (6.65amp) DSH254 | AW2464Z,CAJ2464Z | 50uf,108-130uf,relay,2M*0.031 | 2m*0.036 (0.031) | 3d frezzer,6door frezzer,2 door 40ice |  | 912.9464 |  | CU - 22 QC | 2846.1551
SMA039 | DSH356LV-C8LU |  | 2hp (9amp) DSH356 1ph | AW2495Z | 50uf,108-130uf,relay,1M*0.031 | 1m*0.036 (0.031) | 0 |  | 1045.8916 |  | CU - 32 QC | 2973.2043
SMA040 | DTH488LV-C9EU (1PH) |  | 3hp (11.8amp) 1ph | AW2510Z,ZB21 | 60uf,130-156uf,relay,1.5M*0.039 | 1.5m*0.042 (0.039) | 0 |  | 1263.5077 |  | CU - 40 QC | 3405.9341
SMA040.1 | DTH488LC3-3ph |  | 3hp (5.1amp) | AW2510Z,ZB21 | 1.5m*0.042 (0.039) | 1.5m*0.042 (0.039) | 0 |  | 1234.6591 |  | CU - 40 QC | 2916.751
SMA040.2 | DTE590LC3-3ph |  | 4hp (6.2amp) | ZB38 | 0.8m*0.042 (0.039) | 0.8m*0.042 (0.039) | 0 |  | 1406.0471 |  | CU - 64B QC | 4324.025
SMA040.3 | DTE752LC3-3ph |  | 5hp (8amp) | ZB45 | 1.2m*0.049 (0.047) | 1.2m*0.049 (0.047) | 0 |  | 1668.4365 |  | CU - 72B QC | 4927.2798
SMA041 | DTE911LC3 |  | 6.5hp (9.8amp) | ZB48/WHP19460 | 2m*0.059 | 2m*0.059 | 0 |  | 1806.6027 |  | CU - 90 QC | 5558.6433
SMA041.2 | WHP02700RCV | Rotary Highly R22 | 3./4 (3.2amp) | 0 | 17uf450vac(3.2amp) | 0 | 0 |  | 349.2593 |  | CS125 Axial fan | 1060.3532
SMA041.3 | SG167UV |  | 1HP (4.35amp) | 0 | 30uf450vac(4.35amp) | 0 | 0 |  | 379.6296 |  | CU - 15 QC | 1681.9034
SMA041.4 | SG184SV |  | 1.25HP (4.6amp) | 0 | 35uf450vac(4.6amp) | 0 | 0 |  | 394.8148 |  | CU - 15 QC | 1695.9205
SMA041.7 | WHP09800RCV |  | 2.5HP (11amp) | 44.6LRA(11.1a) | 50uf (11.1amp) | 0 | 0 |  | 686.8376 |  | CU - 36 QC | 2337.3965
SMA042.4 | THU33WC6-U (1PH) |  | 3.5 | 0 | 0 | 0 | 0 |  | ~ |  | CU - 50 QC | 3142.3536
SMA042.5 | TE800RC3Q9JK |  | 5 | 0 | 0 | 0 | 0 |  | 1333.3333 |  | CU - 72 QC | 4316.8265
SMA050 | QYGL-C139Y R404 compressor | Gree horizontal comp R404A c/w filter,relay box -40c | 1 | 0 | 0 | 0 | 2d frezzer,4d s/s frezzer) |  | 582.2 |  | 0 | 0
SMA057 | QX-16A030 GREE | Rotary compressor R22 | 1 | 0 | 30uf | 0 | 0 |  | 300 |  | CU - 15 QC | 1608.3991
SMA058 | 44R213C RECHI |  | 1 | 0 | 30uf | 0 | 0 |  | 300 |  | CU - 15 QC | 1608.3991
SMA060.2 | PH371X3CS GMCC |  | 2.5 | 0 | 50uf | 0 | 0 |  | 666.6667 |  | CU - 40 QC | 2582.3979
SMA060.3 | HSM165V3UDZA | GMCC rotary compressor R22 | 1 | 2855W | 30uf | 0 | 0 |  | 311.6959 |  | CU - 15 QC | 1604.8094
SMA060.4 | HSM215V3UDZ |  | 1.5 | 3715W | 35uf | 0 | 0 |  | 328 |  | CU - 22 QC | 1733.0466
SMA062 | PH310M2CS-4KTH |  | 2 | 5470W | 40uf | 0 | 0 |  | 444.7879 |  | CU - 32 QC | 1884.0302
SMA066 | PH420G2CS-4KU1 |  | 2.5 | 7420W | 50uf | 0 | 0 |  | 600.5051 |  | CU - 36 QC | 2378.8223
SMA068 | PH480X3CS-4MU1 |  | 3 | 8600W | 55uf | 0 | 0 |  | 735.2827 |  | CU - 40 QC | 2611.7996
0 | PA108M1C | GMCC rotary compressor R410A | 0.75 | 8769btu | 0 | 0 | 0 |  | 327.2407 |  | 0 | 0
SMA069 | PA140GIC |  | 1 | 11601btu | 0 | 0 | 0 |  | 315.0926 |  | 0 | 0
#REF! | PA145GIC |  | 1 | 12232btu | 0 | 0 | 0 |  | 386.463 |  | 0 | 0
0 | PA190G2C |  | 1.5 | 18630btu | 0 | 0 | 0 |  | 480.6111 |  | 0 | 0
SMA070 | #REF! |  | #REF! | #REF! | #REF! | #REF! | #REF! |  | #REF! |  | #REF! | #REF!
SMA071 | PA215M2C |  | 1.5 | 18067btu | 0 | 0 | 0 |  | 470.7407 |  | 0 | 0
SMA072 | PA270G2C |  | 2 | 23304btu | 0 | 0 | 0 |  | 599.8148 |  | 0 | 0
0 | PA290G2C |  | 2.5 | 24805btu | 0 | 0 | 0 |  | 631.7037 |  | 0 | 0
0 | PA330X3CS |  | 3 | 27944btu | 0 | 0 | 0 |  | 710.6667 |  | 0 | 0
Prices are subjet to change without prior notice.Price can be negotiate with more quantity order.
HB- High back pressure (EVAPORATING 7C) MB- Medium back pressure (-10C) LB- Low back pressure (-25C)

## Switch board
WELLER AIR-COND PARTS ENTERPRISE SDN BHD (613386-K)
DATE :15.1.26
ITEM CODE | MODEL | DESCRIPTION | ( KW,HP,AMP) | Packing per ctn | RM | Picture
SW001 | LC1N06 | ORIGINAL SCNEIDER CONTACTOR | 2.5 , 3 , 6 | 36 | 27.9893
SW002 | LC1N09 |  | 4 , 5.5 , 9 | 36 | 34.8311
SW003 | LC1N12 |  | 5.5 , 7.5 , 12 | 36 | 37.941
SW004 | LC1N18 |  | 7.5 , 10 , 18 | 36 | 47.2707
SW005 | LC1N25 |  | 11 , 15 , 22 | 36 | 52.2466
SW006 | LC1N32 |  | 15 , 20 , 32 | 36 | 66.5522
SW007 | LC1N38 |  | 16 , 20 , 38 | 34 | 103.2492
SW008 | LC1E40 |  | 18 , 25 , 40 | 34 | 126.8846
SW009 | LC1N50 |  | 25 , 30 , 50 | 34 | 157.9838
SW010 | LC1N65 |  | 30 , 35 , 65 | 34 | 199.0347
SW010.1 | LC1N80 |  |  |  | 248.7934
SW010.2 | LC1N95 |  |  |  | 342.0909
SW010.3 | LC1N120 |  |  |  | 522.466
SW011 | LRE05 (0.6-1) | ORIGINAL SCNEIDER OVERLOAD | 0.6 ~ 1 amp | 33 | 42.9169
SW012 | LRE06 1-1.6 |  | 1 ~ 1.6 amp | 33 | 42.9169
SW013 | LRE07 1.6-2.5 |  | 1.6 ~ 2.5 amp | 33 | 42.9169
SW014 | LRE08 2.5-4 |  | 2.5 ~ 4 amp | 33 | 42.9169
SW015 | LRE10 4-6 |  | 4 ~ 6 amp | 33 | 42.9169
SW016 | LRE12 5.5-8 |  | 5.5 ~ 8 amp | 33 | 42.9169
SW017 | LRE14 7-10 |  | 7 ~ 10 amp | 33 | 46.0268
SW018 | LRE16 9-13 |  | 9 ~ 13 amp | 33 | 47.2707
SW019 | LRE21 12-18 |  | 12 ~ 18 amp | 33 | 50.3807
SW020 | LRE22 16-24 |  | 16 ~ 24 amp | 33 | 55.9785
SW021 | LRE32 23-32 |  | 23 ~ 32 amp | 33 | 68.4182
SW022 | LRE35 30-38 |  | 30 ~ 38 amp | 33 | 123.1527
SW022.1 | LRE37-50 |  | 37 ~ 50 amp |  | 123.1527
SW022.2 | LRE48-65 |  | 48 ~ 65 amp |  | 146.7881
SW022.3 | LRE55-70 |  | 55 ~ 70 amp |  | 182.2411
SW023 | LC1D09 | ORIGINAL NEW SERIES SCNEIDER CONTACTOR | 4 , 5.5 , 9 |  | 44.2087
SW024 | LC1D12 |  | 5.5 , 7.5 , 12 |  | 48.419
SW025 | LC1D18 |  | 7.5 , 10 , 18 |  | 63.1552
SW026 | LC1D25 |  | 11 , 15 , 22 |  | 71.5759
SW027 | LC1D32 |  | 15 , 20 , 32 |  | 99.9958
SW028 | LC1D38 |  | 20 ,25 , 38 |  | 113.6794
SW029 | LC1D40 |  | 25 ,30 , 40 |  | 136.8363
SW029.1 | LC1D50 |  | 30 , 40 , 50 |  | 184.2028
SW029.2 | LC1D65 |  | 40 , 55 , 65 |  | 231.5692
SW030 | LRD06 1-1.6 | ORIGINAL NEW SERIES SCNEIDER OVERLOAD | 1 ~ 1.6 amp |  | 62.1026
SW031 | LRD07 1.6-2.5 |  | 1.6 ~ 2.5 amp |  | 63.1552
SW032 | LRD08 2.5-4 |  | 2.5 ~ 4 amp |  | 63.1552
SW033 | LRD10 4-6 |  | 4 ~ 6 amp |  | 63.1552
SW034 | LRD12 5.5-8 |  | 5.5 ~ 8 amp |  | 63.1552
SW035 | LRD14 7-10 |  | 7 ~ 10 amp |  | 63.1552
SW036 | LRD16 9-13 |  | 9 ~ 13 amp |  | 63.1552
SW036.1 | LRD18 |  |  |  | 68.4182
SW037 | LRD21 12-18 |  | 12 ~ 18 amp |  | 68.4182
SW038 | LRD22 16-24 |  | 16 ~ 24 amp |  | 68.4182
SW039 | LRD32 23-32 |  | 23 ~ 32 amp |  | 73.6811
SW040 | LRD35 30-38 |  | 30 ~ 38 amp |  | 73.6811
SW041 | LRD340 |  | 30 ~ 40 amp |  | 121.0475
SW041.1 | LRD350 |  | 37 ~ 50 amp |  | 121.0475
SW041.2 | LRD365 |  | 48 ~ 65 amp |  | 142.0993
SW041.3 | SC-0 | SW-0/3H | 12 |  | 75.7863
SW041.4 | SC-4-0 | SW-4-0/3H | 16 |  | 89.4699
SW041.5 | SC-4-1 | SW-4-1/3H | 22 |  | 125.2579
SW041.6 | SC-N1 | SW-N1/3H | 32 |  | 190.5183
SW041.7 | SC-N2 | SW-N2/3H | 40 |  | 261.0416
SW041.8 | SC-N2S | SW-N2S/3H | 50 |  | 315.7762
SW041.9 | SC-N4 | SW-N4/3H | 80 |  | 570.5023
SW041.10 | SC-N5 | SW-N4/3H | 81 |  | 0
SW041.11 | SC-N6 | SW-N4/3H | 82 |  | 0
SW041.12 | SC-N7 | SW-N4/3H | 83 |  | 0
SW041.13 | SC-N8 | SW-N8/3H | 180 |  | 1452.5704
SW041.14 | SC-N10 |  | 220 |  | 1878.8683
SW041.15 | SC-N11 | SW-N11/3H | 300 |  | 2947.2443
SW041.16 | TR-0N/3 | FUJI OVERLOAD | TK-0N |  | 69.4708
SW041.17 | TR-5-1N/3 |  | TK-5-1N |  | 75.7863
SW041.18 | TR-N2/3 |  | TK-N2 |  | 89.4699
SW041.19 | TR-N3/3 |  | TK-N3 |  | 121.0475
SW041.20 | TR-N5/3 |  | TK-N5 |  | 231.5692
SW041.21 | TR-N12/3 |  | TK-N12 |  | 946.1538
0 | SB70G2.2 | INVERTER 415v/3ph | 5.5 (A) |  | 969.6186
0 | SB70G4 |  | 9.7 (A) |  | 1018.0995
0 | SB70G5.5 |  | 13 (A) |  | 1551.3898
SW042 | SB70G7.5 |  | 18(A) | 4ves7y | 1939.2372
SW043 | SB70G11 |  | 24(A) | 4tes9y,4pes12y | 2154.708
SW044 | SB70G15 |  | 30(A) | 4nes14y | 2908.8559
SW045 | SB70G18.5 |  | 38(A) | 4he18y | 3339.7975
SW046 | SB70G22 |  | 45(A) | 4ge23y | 3663.0037
SW047 | SB70G30 |  | 60(A) | 6he28y | 3770.7391
SW048 | SB70G37 |  | 75(A) | 6ge34y | 5117.4316
SW049 | SB70G45 |  | 91(A) | 6fe44y | 6248.6533
SW049.1 | SB70G55 |  | 112(A) | 1128 | 7541.4781
SW049.2 | SB70G75 |  | 150(A) | 1451 | 9265.2446
SW049.3 | SB70G90 |  | 176(A) | 1719 | 11635.4234
SW049.4 | SB70G110 |  | 210(A) | 1890 | 0
SW049.5 | SB70G132 |  | 253(A) |  | 13790.1314
SW049.6 | SB70G160 |  | 304(A) |  | 0
SW049.7 | SB70G200 |  | 377(A) |  | 0
0 | GMC-40-11 (OFFER) | LS CONTACTOR | 18.5 , 25 , 40 |  | 84.1117
0 | GMC-50-11 (OFFER) |  | 22 , 30 , 50 |  | 118.8645
SW050 | LANN11N (1open ,1close) | Auxillary contact |  |  | 12.505
SW051 | LANN22N (2open ,2close) | Auxillary contact |  |  | 23.3427
SW051.1 | SZ-A11 fuji auxillary contact | Auxillary contact |  |  | 23.3427
SW052 | ABB RELAY MY4NJ (24VDC) | MY4NJ |  |  | 33.0688
SW052.1 | ABB RELAY MY4NJ (230VAC) |  |  |  | 38.5802
SW053 | CKC AH3-3(1S) C/W base | CKC TIMER |  |  | 29.1783
SW054 | CKC AH3-1(6m) C/W base | CKC TIMER |  |  | 29.1783
SW055 | CKC AH3-1(6S) C/W base | CKC TIMER |  |  | 38.5154
SW056 | MIKRO MX100 3PH RELAY c/w omron base | 3PH Protection Relay |  |  | 100
SW056.1 | K8DS-PH1 OMRON 3PH RELAY |  |  |  | 82.672
SW057 | SM602 (3ph protection relay) |  |  |  | 66.1376
SW058 | SM602A (3ph protection relay with alarm) |  |  |  | 71.2251
SW059 | HAGER TIMER (24H)C/W BASE | 24Hour Timer |  |  | 146.1538
SW061 | PILOT LAMP GREEN (22mm) | PILOT LAMP 22MM |  |  | 2.6844
SW062 | PILOT LAMP RED (22mm) |  |  |  | 2.6844
SW063 | PILOT LAMP BLUE (22mm) |  |  |  | 3.5014
SW064 | PILOT LAMP ORANGE (22mm) |  |  |  | 2.6844
SW065 | PLASTIC MARKING |  |  |  | 0.23343
SW066 | TERMINAL BLOCK (4PIN) (15AMP) |  |  |  | 2.2759
SW067 | TERMINAL BLOCK (6PIN) (15AMP) |  |  |  | 3.0637
SW068 | TERMINAL BLOCK (8PIN) (15AMP) |  |  |  | 4.0266
SW069 | TERMINAL BLOCK (8PIN) (25AMP) |  |  |  | 5.7773
SW069.1 | TERMINAL BLOCK (10PIN) (25AMP) |  |  |  | 4.902
SW070 | PG11 Nylon cable gland (3-7mm) |  |  |  | 0.34475
SW071 | PG11 Nylon cable gland (5-10) |  |  |  | 0.34475
SW072 | PG13.5 Nylon cable gland (5-9mm) |  |  |  | 0.37707
SW073 | PG13.5 Nylon cable gland (6-11mm) |  |  |  | 0.37707
SW073.1 | PG16 Nylon cable gland (6-11mm) |  |  |  | 0
SW074 | WRAPING BAND 6mm - 12mm |  |  |  | 6.4641
SW075 | TERMINAL CLIP 1.5mm (1000pcs per packet) 1008 |  |  |  | 28.0112
SW076 | TERMINAL CLIP 2.5mm (1000pcs per packet) 1008 |  |  |  | 30.1659
SW077 | TERMINAL CLIP 1.0mm (1000pcs per packet) 1008 |  |  |  | 25.8565
SW078 | HT4-395 (4MM TERMINAL CLIP)(1000pcs per packet) |  |  |  | 60.3318
SW079 | ISOLATOR ON/OFF 20AMP |  |  |  | 32.3206
SW080 | ISOLATOR ON/OFF 32AMP |  |  |  | 48.4809
SW081 | ON/OFF BUTTON 2 STEP CHNT |  |  |  | 5.0636
SW082 | ON/OFF BUTTON SALZER 16A | SALZER |  |  | 18.8556
SW083 | SAF1-A002 (3 gang 1 way 10a) |  |  |  | 14.8416
SW084 | SAF1-A002 (2 gang 1 way 10a) |  |  |  | 13.7285
SW085 | SAF1-A002 (1 gang 2 way 10a) |  |  |  | 11.4281
SW086 | SAD1-3 3P 60A Switch socket |  |  |  | 31.1674
SW087 | UKW-335 3P 32A isolation switch |  |  |  | 31.1674
SW088 | SAF2-C001 (1gang 1 socket 13a) |  |  |  | 33.3937
SW089 | SAF2-C002 (2gang 2 socket 13a) |  |  |  | 44.5249
SW090 | SA-C002 Water proof box |  |  |  | 33.3937
SW090.1 | WIRING BOX SALZER 2HP-3HP |  |  |  | 115.8651
SW090.2 | WIRING BOX SALZER 3.5HP-6HP |  |  |  | 115.8651
SW090.3 | CHNT MCCB 80A 3POLE | CHNT mccb | NXM-125S-3300 |  | 75.2951
SW090.4 | CHNT MCCB 100A 3POLE |  | NXM-125S-3300 |  | 75.2951
SW090.5 | CHNT MCCB 160A 3POLE |  | NXM-125S-3300 |  | 110.9076
SW090.6 | CHNT MCCB 200A 3POLE |  | NXM-125S-3300 |  | 122.1001
SW090.7 | CHNT MCCB 250A 3POLE |  | NXM-125S-3300 |  | 122.1001
SW090.8 | CHNT MCCB 160A 4POLE cw protector |  | NM1LE-250S/4300A |  | 267.6028
SW090.9 | CHNT MCCB 200A 4POLE cw protector |  | NM1LE-250S/4300A |  | 279.8128
SW090.10 | CHNT MCCB 250A 4POLE cw protector |  | NM1LE-250S/4300A |  | 279.8128
SW090.11 | CHNT MCCB 315A 4POLE cw protector |  | NM1LE-250S/4300A |  | 646.1131
SW090.12 | CHNT MCCB 315A 4POLE cw protector |  | NM1LE-250S/4300A | SHUNT TRIP | ~
SW090.13 | TERASAKI MCCB 100A 3POLE 25KA | Terasaki mccb |  | 79 | 272.9231
SW090.14 | TERASAKI MCCB 160A 3POLE 25KA |  |  | 79 | 492.3077
SW090.15 | TERASAKI MCCB 200A 3POLE 25KA |  |  | 79 | 492.3077
SW090.16 | TERASAKI MCCB 250A 3POLE 25KA |  |  | 79 | 523.0769
SW090.17 | TERASAKI MCCB 300A 3POLE 36KA |  |  | 120 | 1109.8462
SW090.18 | TERASAKI MCCB 400A 3POLE 36KA |  |  | 120 | 1109.8462
SW091 | SCNEIDER MCB 1P -16A (6KA) | SCNEIDER |  |  | 12
SW092 | SCNEIDER MCB 1P -32A (6KA) |  |  |  | 12
SW093 | SCNEIDER MCB 3P -32A (6KA) |  |  |  | 64.3077
SW094 | SCNEIDER MCB 3P -40A (6KA) |  |  |  | 70.7692
SW095 | SCNEIDER MCB 3P -63A (6KA) |  |  |  | 120
SW096 | ELCB 40AMP 2POLE Maxguard |  |  |  | 60
SW097 | SCNEIDER ELCB 4P -40A (300mA) |  |  |  | 127.6923
SW098 | SCNEIDER ELCB 4P -63A (300mA) |  |  |  | 156.9231
SW099 | SCNEIDER ELCB 4P -100A (300mA) |  |  |  | 338.4615
SW099.1 | SCNEIDER MCCB 4P -200A (50KA) |  |  |  | ~
SW099.2 | SCNEIDER NSX&CVS SHT AC220-240V |  |  |  | ~
SW114 | 3 PHASE MCB BAR 63AMP |  |  |  | 70.028
SW115 | 3 PHASE MCB BAR 100AMP |  |  |  | 96.6387
0 | 10HP AUTO TRAN |  |  |  | ~
0 | ABB SOFT STARTER PSR-12 5.5KW |  |  |  | ~
0 | ABB SOFT STARTER PSR-16 7.5KW |  |  |  | ~
0 | ABB SOFT STARTER PSR-25 11KW |  |  |  | ~
SW115.1 | PLASTIC TERMINAL BOX (SMALL) BLACK |  |  |  | 17.2975
SW115.2 | TERMINAL BOX WHITE (150mm x 110mm x 70mm) 180mm x 200mm |  |  |  | 9.1575
SW116 | CONTROL PANEL TRUNKING (20mm x 20mm x 2m) |  |  |  | 5.9524
SW117 | CONTROL PANEL TRUNKING (35mm x 35mm x 2m) |  |  |  | 8.4707
SW118 | CONTROL PANEL TRUNKING (45mm x 32mm x 2m) |  |  |  | 10.5311
SW118.1 | TERMINAL CLIP RVL2.5-3.5 (1000PCS) |  |  |  | 103.426
SW118.2 | TERMINAL CLIP RVL2-3.5 (1000PCS) |  |  |  | 103.426
SW118.3 | TERMINAL CLIP SV2-4 (1000PCS) |  |  |  | 77.0308
SW118.4 | TERMINAL CLIP SV3.5-4 (1000PCS) |  |  |  | 86.8347
SW118.5 | TERMINAL CLIP SVS5.5-3.5 (1000PCS) |  |  |  | 102.3486
SW119 | ALUMINIUM CUTTER RAIL |  |  |  | 323.2062
SW120 | GI CUTTER RAIL |  |  |  | 280.112
SW121 | CONTACTOR ALUMINIUM RAIL (1M) |  |  |  | 6.4641
SW122 | CONTACTOR GI RAIL (1M) |  |  |  | 3.5043
SW122.1 | NEUTRAL COPPER BRASS 10HOLE |  |  |  | 5.3922
SW123 | NEUTRAL COPPER BRASS 7HOLE |  |  |  | 4.3417
0 | TERMINAL BLOCK (10PIN) (25AMP) |  |  |  | 5.3868
0 | TERMINAL BLOCK (12 PIN) (25 AMP) |  |  |  | 7.5415
0 | TERMINAL RAIL |  |  |  | 2.6934
0 | ON/OFF BUTTON 3 STEP |  |  |  | 5.9254
0 | ON/OFF PUSH BUTTON GREEN,RED,YELLOW |  |  |  | 4.8481
0 | I H S -1.5mm connector block (10pcs) |  |  |  | 7.5415
0 | I H S -2.5mm connector block (10pcs) |  |  |  | 9.6962
0 | I H S -4.0mm connector block (10pcs) |  |  |  | 10.7735
SW123.1 | 0.75mm wire (red) |  |  |  | 89.2308
SW123.2 | 0.75mm wire (yellow) |  |  |  | 89.2308
SW123.3 | 0.75mm wire (blue) |  |  |  | 89.2308
SW123.4 | 0.75mm wire (black) |  |  |  | 89.2308
SW123.5 | 0.75mm wire (grey) |  |  |  | 89.2308
SW123.6 | 0.75mm wire (white) |  |  |  | 89.2308
SW123.7 | 0.75mm wire (brown) |  |  |  | 89.2308
SW123.8 | 1.5mm wire (blue) |  |  |  | 147.6923
SW123.9 | 1.5mm wire (black) |  |  |  | 147.6923
SW123.10 | 1.5mm wire (yellow) |  |  |  | 147.6923
SW123.11 | 1.5mm wire (red) |  |  |  | 147.6923
SW123.12 | 1.5mm wire (green) |  |  |  | 147.6923
SW123.13 | 2.5mm wire (blue) |  |  |  | 235.3846
SW123.14 | 2.5mm wire (black) |  |  |  | 235.3846
SW123.15 | 2.5mm wire (yellow) |  |  |  | 235.3846
SW123.16 | 2.5mm wire (red) |  |  |  | 235.3846
SW123.17 | 2.5mm wire (green) |  |  |  | 235.3846
SW123.18 | 4mm wire (blue) | 8-10hp |  |  | 370.7692
SW123.19 | 4mm wire (black) | 8-10hp |  |  | 370.7692
SW123.20 | 4mm wire (yellow) | 8-10hp |  |  | 370.7692
SW123.21 | 4mm wire (red) | 8-10hp |  |  | 370.7692
SW123.22 | 4mm wire (green) |  |  |  | 370.7692
SW123.23 | 6mm wire (blue) |  |  |  | 550.7692
SW123.24 | 6mm wire (black) |  |  |  | 550.7692
SW123.25 | 6mm wire (yellow) |  |  |  | 550.7692
SW123.26 | 6mm wire (red) |  |  |  | 550.7692
SW123.27 | 10mm wire (black) |  |  |  | 921.5385
SW123.28 | 16mm wire (black) |  |  |  | 1455.3846
SW123.29 | 25mm wire (black) |  |  |  | 2280
SW123.30 | 3core wire 1mm (black) |  |  |  | 407.6923
SW123.31 | 4core wire 1mm (black) |  |  |  | 553.8462
SW123.32 | 5core wire 1mm (black) |  |  |  | 376.9231
SW123.33 | 3core wire 1.5mm(grey) |  |  |  | 0
SW123.34 | 3core wire 2.5mm(grey) |  |  |  | 0
SW123.35 | 3core 1.5mm wire black heavy |  |  |  | 474.2857
SW123.36 | 3core 2.5mm wire black heavy |  |  |  | 590.7143
SW123.37 | 3core 4mm wire black heavy |  |  |  | 0
SW123.38 | 40/076 3core wire 1hp-1.5hp |  |  |  | 245.7143
SW123.39 | 70/076 3core wire 2hp-2.5hp |  |  |  | 400
ELI021.1 | ECB-1000P |  | elitech s.board |  | 360.0926
ELI021.2 | ECB-1000PLUS | 1-3hp chiller 1ph s.board |  |  | 455.5556
ELI021.3 | ECB-1000PLUS wifi |  |  |  | 531.4815
SB001.1 | Chiller Scneider (1-3.5) 1PH | Dol control panel c/w digital controller, scneider mcb (1ph) | (2 - 3.5) | 45*40*18 | 985.5953
SB001.2 | Freezer Scneider (1-3.5) 1PH |  | (2 - 3.5) | 45*40*18 | 1117.3023
SB001 | Chiller ALL Scneider(2-3.5) | Dol control panel c/w 3ph protection relay,on/off isolator and digital controller (SCNEIDER MCB,ELCB) | (2 - 3.5) | 45*40*18 | 1245.1495
SB002 | Chiller ALL Scneider (4-6.5) |  | (4 - 6.5) | 45*40*18 | 1282.4363
SB002.1 | Chiller ALL Scneider (7.5-12) |  | (7.5 - 12) | 45*40*18 | 1537.9618
SB003 | Freezer ALL Scneider (2-3.5) |  | (2 - 3.5) | 45*40*18 | 1448.2411
SB004 | Freezer ALL Scneider (4-6.5) |  | (4 - 6.5) | 45*40*18 | 1488.2759
SB004.1 | Freezer ALL Scneider (7.5-12) |  | (7.5 - 12) | 50*45*18 | 1774.8108
SB004.2 | Chiller/freezer ALL Scneider(2-3.5) | For showcase w/o digital thermostat,fan contactor,heater contactor (only compressor contactor) | (2 - 3.5) | 40*30*15 | 901.014
SB004.3 | Chiller/freezer ALL Scneider (4-6.5) |  | (4 - 6.5) | 40*30*15 | 920.2875
SB004.4 | Chiller/freezer ALL Scneider (7.5-12) |  | (7.5 - 12) | 45*40*18 | 1032.7703
SB004.5 | Chiller/freezer ALL Scneider (7.5-12) part winding |  | (2 - 3.5) | 45*40*18 | 1310.7838
SB004.6 | Chiller ALL Scneider(2-3.5) for bcu indoor | Dol control panel for BCU indoor unit c/w digital controller, (SCNEIDER MCB,ELCB) | (2 - 3.5) |  | 1084.9096
SB004.7 | Chiller ALL Scneider (4-6.5) for bcu indoor |  | (4 - 6.5) |  | 1131.0635
SB004.8 | Chiller ALL Scneider (7.5-15) for bcu indoor |  | (7.5 - 12) |  | 1207.9866
SB004.9 | Freezer ALL Scneider (2-3.5) for bcu indoor |  | (2 - 3.5) |  | 1124.9079
SB004.10 | Freezer ALL Scneider (4-6.5) for bcu indoor |  | (4 - 6.5) |  | 1201.831
SB004.11 | Freezer ALL Scneider (7.5-15) for bcu indoor |  | (7.5 - 12) |  | 1355.6772
SB005 | Chiller ALL Scneider (7.5-14) | PART WINDING control panel c/w 3ph protection relay, digital controller and (SCNEIDER MCB,ELCB) | (7.5 - 14) | 60*50*20 | 2071.7905
SB006 | Chiller ALL Scneider (15-23) |  | (15 - 23) | 60*50*20 | 2243.6612
SB007 | Chiller ALL Scneider (25-34 ) |  | (25 - 34) | 60*60*20 | 2523.1745
SB008 | Chiller ALL Scneider (35-50) |  | (35 - 50) | 60*60*20 | 2689.1616
SB009 | Freezer ALL Scneider (7.5-14) |  | (7.5 - 14) | 60*50*20 | 2267.5967
SB010 | Freezer ALL Scneider (15-23) |  | (15 - 23) | 60*50*20 | 2465.5294
SB011 | Freezer ALL Scneider (25-34) |  | (25 - 34) | 60*60*20 | 2796.0932
SB012 | Freezer ALL Scneider (35-50) |  | (35 - 50) | 60*60*20 | 2986.6957
SB013 | Chiller ALL Scneider (7.5-12) | AUTO TRAN control panel c/w 3ph protection relay,digital controller and (SCNEIDER MCB,ELCB) | (7.5 - 12) | 60*60*20 | 2408.2612
SB014 | Chiller ALL Scneider (15-20) |  | (15 - 20) | 60*60*20 | 2667.2613
SB015 | Chiller ALL Scneider (25-30 ) |  | (25 - 30) | 60*60*20 | 3479.4168
SB016 | Freezer ALLScneider (7.5-12) |  | (7.5 - 12) | 60*60*20 | 2609.0852
SB017 | Freezer ALLScneider (15-20) |  | (15 - 20) | 60*60*20 | 2815.8824
SB018 | Freezer ALL Scneider (25-30) |  | (25 - 30) | 70*60*25 | 3705.403
SB019 | 2in1 ALL Chiller ALL Scneider (2-3.5) | Dol control panel c/w 3ph protection relay,on/off isolator and digital controller (SCNEIDER MCB,ELCB) | (2 - 3.5) |  | 2259.5297
SB020 | 2in1 ALL Chiller ALL Scneider (4-6.5) |  | (4 - 6.5) |  | 2334.1034
SB021 | 2in1 ALL Freezer ALL Scneider (2-3.5) |  | (2 - 3.5) |  | 2665.7129
SB022 | 2in1 ALL Freezer ALL Scneider (4-6.5) |  | (4 - 6.5) |  | 2745.7826
SB023 | 2in1 Chiller/Freezer ALL Scneider (2-3.5) |  | (2 - 3.5) |  | 2462.6213
SB024 | 2in1 Chiller/Freezer ALL Scneider (4-6.5) |  | (4 - 6.5) |  | 2539.943
SB025 | 2in1 Chiller/Freezer ALL Scneider (2-3.5) 2elcb |  | (2 - 3.5) |  | 2608.7752
SB026 | 2in1 Chiller/Freezer ALL Scneider (4-6.5) 2elcb |  | (4 - 6.5) |  | 2686.0969
SB027 | 2in1 ALL Freezer ALL Scneider (2-3.5) 2elcb |  | (2 - 3.5) |  | 2811.8668
SB028 | 2in1 ALL Freezer ALL Scneider (4-6.5) 2elcb |  | (4 - 6.5) |  | 2891.9365
SB030 | Customize control panel |  |  |  | 0
SB031 | 0.3T~1T Flake ice control panel (DOL) cw plc | Dol & Part winding flake ice board control panel c/w 3ph protection relay,on/off isolator and (SCNEIDER MCB,ELCB) |  |  | 1073.0426
SB032 | 1.5T~3T Flake ice control panel (DOL) cw plc |  |  |  | 1285.9033
SB032.1 | 4T~6T Flake ice control panel (p.winding) cw plc |  |  |  | 2204.9412
SB033 | 0.5T-1T Flake ice control panel (DOL) |  |  |  | 1488.2759
SB034 | 1.5T-3T Flake ice control panel (DOL) |  |  |  | 1774.8108
SB035 | 2T~4T Flake ice control panel (PART WINDING) |  |  |  | 2465.5294
SB036 | 5T~6T Flake ice control panel (PART WINDING) |  |  |  | 2796.0932
SB037 | 10T Flake ice control panel (PART WINDING) |  |  |  | 3411.4778
SB038 | PLC CONTROL |  |  |  | 965.6085
SB039 | FZ05 PLC CONTROL FULL SET |  |  |  | 2316.5266
SB040 | SK043 SCREEN DISPLAY |  |  |  | 873.0159
SB041 | ZY108 CONTROLLER |  |  |  | 767.1958
SB042 | 220-11V TRANFORMER |  |  |  | 39.6825
SB043 | NTC-10K SENSOR |  |  |  | 39.6825
SB044 | MOD-CC WIRE CONNECTOR |  |  |  | 5.291
SB045 | TZTZ |  |  |  | 0
SB046 | 0-30Bar PRESSURE TRANDUCER |  |  |  | 198.4127
SB047 | ~1-12Bar LOW PRESSURE TRANDUCER |  |  |  | 198.4127
SB048 | SC13-700 SCREW COND PLC CONTROL FULL SET |  |  |  | 3306.8783
0 | Chiller Chnt (2-3.5) | Dol control panel c/w 3ph protection relay,on/off isolator and Danfoss digital controller (CLEAR STOCK) | (2 - 3.5) | 40*30*15 | 1233.6569
0 | Chiller Chnt (4-7.5) |  | (4 - 7.5) | 40*30*15 | 1198.2788
0 | Frezzer Chnt (2-3.5) |  | (2 - 3.5) | 50*40*18 | 1388.2887
0 | Frezzer Chnt (4-7.5) |  | (4 - 7.5) | 50*40*18 | 1428.3648
0 | JXF2520/14 | 25 | 20 | 15 | ~
0 | JXF3025/15 | 30 | 25 | 15 | ~
0 | JXF3030/18 | 30 | 30 | 15 | ~
SW124 | JXF4030/15* switch board | 40 | 30 | 15 | 119.9259
0 | JXF4030/20 | 40 | 30 | 20 | ~
0 | JXF4030/25 | 40 | 30 | 25 | ~
SW125 | JXF4540/18* | 45 | 40 | 18 | 170.5544
SW126 | JXF5040/18* | 50 | 40 | 18 | ~
SW127 | JXF5045/18* | 50 | 45 | 18 | 198.3035
0 | JXF5040/20 | 50 | 40 | 20 | ~
0 | JXF5040/25 | 50 | 40 | 25 | ~
0 | JXF6040/20 | 60 | 40 | 20 | ~
0 | JXF6050/15 | 60 | 50 | 15 | ~
SW128 | JXF6050/20 * | 60 | 50 | 20 | 281.0556
0 | JXF6050/25 | 60 | 50 | 25 | ~
SW129 | JXF6060/20 * | 60 | 60 | 20 | 317.6019
0 | JXF7050/20 | 70 | 50 | 20 | ~
0 | JXF7050/25 | 70 | 50 | 25 | ~
SW130 | JXF7060/20 * (1.2MM) | 70 | 60 | 20 | 364.7778
SW131 | JXF7060/25 | 70 | 60 | 25 | ~
SW132 | JXF8060/20 | 80 | 60 | 20 | ~
SW133 | JXF8060/25 | 80 | 60 | 25 | ~
SW134 | JXF8070/20 * (1.2MM) | 80 | 70 | 20 | 462.3019
0 | JXF9070/22 | 90 | 70 | 22 | ~
SW135 | JXF10080/20 (1.2mm*1.5mm) | 100 | 80 | 20 | 653.3593
SW136 | JXF10080/25 (1.2mm*1.5mm) | 100 | 80 | 25 | ~
SW136.1 | JXF 120100/25 (1.2mm*1.5mm) | 120 | 100 | 25 | 1011.6333
SW137 | STX4 4518 (1.2mm*1.5mm) | 45 | 40 | 18 | 597.4467
SW138 | STX5 620 (1.2mm*1.5mm) | 60 | 50 | 20 | 923.3683
SW139 | STX6 620 (1.2mm*1.5mm) | 60 | 60 | 20 | 1035.8
SW140 | STX6 720 (1.2mm*1.5mm) | 70 | 60 | 20 | 1162.24
SW141 | STX7 820 (1.5mm*2mm) | 80 | 70 | 20 | 1690.01
SW142 | STX8 1020 (1.5mm*2mm) | 100 | 80 | 20 | 2244.15
SW143 | STX8 1025 (1.5mm*2mm) | 100 | 80 | 25 | 2412.2367
SW144 | TT1 04 | 400x200mm | canopy |  | 40.5176
SW145 | TT2 04 | 400x250mm |  |  | 45.9039
SW146 | TT2 05 | 500x250mm |  |  | 53.3804
SW147 | TT1 06 | 600x250mm |  |  | 60.8569
SW148 | TB-AG-1115 | 110X150X70mm | Plastic enclosure, without mounting plate |  | 10.049
SW149 | TB-AG-1419 | 140X190X70mm |  |  | 16.7216
SW150 | TB-AG-1924 | 190X240X90mm |  |  | 24.9216
SW151 | TB-AG-1924-1 | 190x240x160mm |  |  | 35.5333
SW152 | TB-AG-2230 | 220X300X120mm |  |  | 48.2353
SW153 | TB-AG-3038 | 300X380X120mm |  |  | 69.7
SW154 | TB-AG-3038-1 | 300X380X160mm |  |  | 89.798
SW155 | MEP4540/18 plexiglass door | 450*400*180 | C/W front door |  | 205
SW156 | MEP6060/20 plexiglass door | 600*600*200 |  |  | 324.3556

## FLAKE ICE
WELLER AIR-COND PARTS ENTERPRISE SDN BHD (613386-K)
DATE :15.1.26
ITEM CODE | MODEL | BRAND | TON | Cooling capacity(kw/h) | (RM) | Rotary cond unit | highly complete set c/w bin | highly Complete set w/o bin | copeland scroll | copeland complete set c/w bin | copeland Complete set w/o bin | WELZER Cond unit | complete set c/w bin | Complete set w/o bin | Picture
FLA001.1 | F0.3T | FLAKE ICE MACHINE CW SALT PUMP,WATER PUMP,SPEED REDUCER C/W MOTOR (GONGJI),FULL ICE SENSOR warrantly 1years | RCX1034,TS-02 | 1.9 | 4933.1409 | PH310M2CS-4KTH | 10645.1914 | 9982.7264 | ZB15 cw cu32qc | 13246.0713 | 11403.6676
FLA001 | F0.5T |  | RCX2434,3134(TX2-3,TS2-4) | 3.2 | 5920.3463 | DTH488LC3-3ph | 13802.6975 | 10826.507 | ZB21 cw cu40qc | 15613.8143 | 12637.6239
FLA002 | F1T |  | RCX4734(TX2-5,TS2-6) | 6.5 | 9744.3001 | DTE752LC3-3ph | 19819.3947 | 17527.1814 | ZB45 cw cu72bqc | 22008.2064 | 19032.0159 | B4DES5Y cw cu72bqc | 22752.8828 | 19776.6923
FLA003 | F1.5T |  | TGES5 | 9.8 | 10822.5108 | C-SCN603H8T cw cu125Bqc | 27521.4692 | 23305.1993 | ZFI36 cw cu125Bqc | 29488.7773 | 25272.5075 | B4TES9Y cw cu125qc | 31086.8327 | 26870.5628
FLA004 | F2T |  | TGES7.5,SCX0857 | 13 | 15907.787 | C-SCN903H8T cw cu144Bqc | 35535.5429 | 31173.8845 | ZFI50 cw cu144Bqc | 37056.3907 | 33972.5388 | B4PES12Y cw cu144qc | 38522.169 | 34160.5105
FLA005 | F3T |  | 2*TGES5 | 19.5 | 19428.3628 | 1TON CSBN453 cw cu72Bqc | 22140.7139 | 17924.4441 | ZFI59 cw cu160qc |  | 40033.4269 | B4nes14Y c/w cu160qc | ~ | 38336.3095
FLA006 | F4T |  | 2*TGES5 | 26 | ~ |  |  |  | ZFI68 cw cu200qc |  | 52007.4943 | B4HE18Y c/w cu200qc | ~ | 52751.127
FLA007 | F5T |  | 2*SCX0857,2*TGES7.5 | 32.5 | 29990.0902 |  |  |  | ZFI122 cw cu300qc |  | 66560.0459 | B6GE34Y c/w cu300qc | ~ | 63907.3351
FLA008 | F6T |  | 3*TGES5 | 39 | 31294.0072 |  |  |  | ZFI122 cw cu300qc |  | 67968.9326 | B6GE34Y c/w cu300qc | ~ | 65316.2219
FLA009 | F8T |  | 0 | 0 | 50852.7617 | [6 empty] | SW3L 3000 | 0 | 98390.5505
FLA010 | F10T |  | 0 | 0 | 54764.5126 | [6 empty] | SW3L 4000 | 0 | 129502.6556
FLA011 | F12T |  | 0 | 0 | 58676.2635 | [6 empty] | SW3L 5000 | 0 | 149897.6741
FLA010.01 | F15T |  | 0 | 0 | 69107.5992 |  | 700 |  |  |  |  | SW3L 6000 | 0 | 162019.7039
FLA010.02 | F20T |  | 0 | 0 | 74323.2671 |  | 900 |  |  |  |  | SW3L 8000 | 0 | 199454.5291
FLA010.05 | STF0.5T | INSIDE 304 STAINLESS STEEL FLAKE ICE MACHINE CW SALT PUMP,WATER PUMP,SPEED REDUCER C/W MOTOR (GONGJI),FULL ICE SENSOR warrantly 1years | RCX2434,3134(TX2-3,TS2-4) | 3.2 | 6830.0413 |  | 1750
FLA010.06 | STF1T |  | RCX4734(TX2-5,TS2-6) | 6.5 | 11344.0776 |  | 2100
FLA010.07 | STF1.5T |  | TGES5 | 9.8 | 13769.3632 |  | 2900
FLA010.08 | STF2T |  | TGES7.5,SCX0857 | 13 | 18359.1509 |  | 3000
FLA010.09 | STF3T |  | 2*TGES5 | 19.5 | 21944.9225 |  | 5500
FLA010.10 | STF4T |  | 2*TGES5 | 26 | 29283.8019
FLA010.11 | STF5T |  | 2*SCX0857,2*TGES7.5 | 32.5 | 39117.509
FLA010.12 | STF6T |  | 3*TGES5 | 39 | 39841.9073
FLA010.13 | STF1T-316 | fully 316 s/steel | 0 | 0 | 15647.0036
FLA024.1 | ICE BIN 600P (0.3ton machine) | Ice storage bin | 03ton | 1060h*760l*800w(42"*30"*31.5") | 2210.8844
FLA025 | ICE BIN 2000P (0.5~1ton machine) |  | 0.5ton-1ton | 1170h * 1220l * 920w (47"*48"*36") | 3571.4286
FLA027 | ICE BIN 2500P (1.5ton~2ton machine) |  | 1.5-2ton | 1100h * 1500l * 1126w (43"*59"*44") | 5059.5238
SB031 | 0.3T~1T Flake ice control panel (DOL) cw plc | Control panel c/w rccb all scneider | 0.3-1T | 0 | 990.5009
SB032 | 1.5T~3T Flake ice control panel (DOL) cw plc |  | 1.5-3T | 0 | 1186.9877
SB032.1 | 4T~6T Flake ice control panel (p.winding) cw plc |  | 4-6T | 0 | 2035.3303
SB033 | 0.5T-1T Flake ice control panel (DOL) |  | 0.5-1T | 0 | 1488.2759
SB034 | 1.5T-3T Flake ice control panel (DOL) |  | 1.5-3T | 0 | 1774.8108
SB035 | 2T~4T Flake ice control panel (PART WINDING) |  | 2-4T | 0 | 2465.5294
SB036 | 5T~6T Flake ice control panel (PART WINDING) |  | 5-6T | 0 | 2796.0932
SB037 | 10T Flake ice control panel (PART WINDING) |  | 8-10T | 0 | 3411.4778
SB038 | PLC CONTROL |  | 0 | 0 | 804.6737
FLA028 | PLC CONTROL BOARD 3PH |  |  |  | 350.5291
FLA029 | PLC CONTROL BOARD 1PH |  |  |  | 330.6878
FLA033 | ICE SHOVEL SMALL (66CM*20CM) |  | 0.3-0.5 | 0 | 82.9082
FLA034 | ICE SHOVEL MEDIUM (96CM*26CM) |  | 1~3 | 0 | 110.5442
FLA034.1 | ICE SHOVEL MEDIUM (112CM*35CM) |  | 4~10 | 0 | 139.2857
FLA035 | Water pump motor 2WATTS | newton | 0 | 0 | 99.7024
FLA036 | Water pump motor 6WATTS | newton | 0 | 0 | 156.25
FLA037 | Water pump motor 9WATTS | NEWTON | 0.5T-1T | 9W | 186.0119
FLA038 | Water pump motor 14WATTS | NEWTON | 0.5T-1.5T | 14W | 257.4405
FLA038.1 | 0.12kw water pump short shaft (2T-3T) |  | 2T-3T | 0 | 625
FLA038.2 | 0.12kw water pump long shaft (4T-6T) |  | 4T-6T | 0 | 694.4444
FLA039 | DOB-20 | DOB WATER PUMP | 0.5T-3T (140mm) | 20W | 254.2163
FLA040 | TC-8180 |  | 4T (180mm) | 90W | 415.4266
FLA041 | TC-4180 |  | 5T-8T (180mm) | 180W | 644.8413
FLA042 | TC-2180 |  | 10T-12T (195mm) | 370W | 843.254
FLA043 | IWAKI PUMP (ES-B11VC-230N1) | IWAKI | 0.5-40T | 0 | 1500
FLA043.1 | IWAKI FOOT VALVE |  | 0 | 0 | 254.5455
FLA043.2 | IWAKI HOSE (PER METER) |  | 0 | 0 | 13.6
FLA044 | Newdose Salt water pump | DFD-03-07-M | 0 | 0 | 466.8534
FLA045 | FLOAT VALVE (SMALL) |  | 0 | 0 | 29.7619
FLA046 | FLOAT VALVE (BIG) |  | 0 | 0 | 74.4048
FLA047 | MF-5KP2 | RIKO Infrared switch | Versatile | 0 | 161.2103
FLA047.1 | WEIG INFRARED SWITCH | RIKO Infrared switch | 0 | 0 | 103.3399
FLA048 | RF-0H21DS | FINE Water level switch | Versatile | 0 | 25.5291
FLA049 | 6GU600RC c/w 6IK250GU-S3FT motor | GONGJI Speed reducer | 300kgs | 0 | 1119.5701
FLA050 | BHVWEQ70X40-600 |  | 0.5T-1.5T | 0 | 2223.5906
FLA051 | BHVWEQ80X50-800 |  | 2T | 0 | 2599.8905
FLA052 | BHVWEQ80X50-600 |  | 2.5T-4T | 0 | 2599.8905
FLA053 | BHVWEQ100X60-600 |  | 5T | 0 | 4241.9267
FLA053.1 | TKVWEQ60-800 |  | 0.5T | 0.25KW | 1653.4392
FLA054 | TKVWEQ70*40-600-800 |  | 1T-1.5T | 0.25KW(11MM) | 1834.7473
FLA055 | TKVWEQ80*50-800 |  | 2T-3T | 0.37KW | 2807.4257
FLA056 | TKVWEQ100*60-800 |  | 4T-6T | 0.55KW | 4547.5278
FLA057 | TKVWEQ100*60-600 |  | 4T-6T | 0.55KW | 4547.5278
FLA057.1 | TKVWEQM120*70-800R |  | 8-10ton | 0 | 7411.9686
FLA057.2 | TKVWEQM135*80-800R |  | 0 | 0 | 9692.5743
FLA058 | 1ton icesta gear motor (5RK120A-YFT) | Marellimotori Motor of speed reducer | 1T | 0 | 375.8333
FLA058.1 | 0.18KW (63) |  | 1T | 0 | ~
FLA058.2 | 0.25KW (SMALL FLANGE 3PH) |  | 0.5T | 0 | 600
FLA059 | 0.25KW (63) |  | 0.5T-1.5T | 0.25KW (63) 11mm*23mm | 450
FLA060 | 0.25KW (71) |  | 0.5-1T | 0.25KW (71) 14mm*30mm | 516.6667
FLA060.1 | 0.25KW (71) |  | 0.5T-2T | 0.25KW (71) 11mm*30mm | 666.6667
FLA061 | 0.37KW (71) |  | 0.5T-3T | 0.37KW (71) 14mm*30mm | 566.6667
FLA062 | 0.55KW (71) |  | 4T-6T | 0.55KW (71) 14mm*30mm | 633.3333
FLA063 | 0.75KW (80) |  | 8T-20T | 0.75KW | 713.3333
FLA063.1 | 0.3TON ICE SCRAPER | Full set of Ice scraper with axle pin, bearing, oil seal | 60*220 | 0 | 700.2801
FLA064 | 0.5TON ICE SCRAPER |  | 60*220 (60*270) | 0 | 1120.4482
FLA065 | 1TON ICE SCRAPER |  | 70*320 | 0 | 1372.549
FLA066 | 1.5TON ICE SCRAPER |  | 70*420 | 0 | 1540.6162
FLA067 | 2TON ICE SCRAPER |  | 70*520 | 0 | 1750.7003
FLA068 | 2TON big ICE SCRAPER |  | 70*470 | 0 | 1904.7619
FLA069 | 3TON ICE SCRAPER |  | 80*635 | 0 | 2100.8403
FLA070 | 4TON ICE SCRAPER |  | 80mm*635mm | 0 | 2521.0084
FLA071 | 5TON ICE SCRAPER |  | 80*740 | 0 | 2661.0644
FLA072 | 6TON ICE SCRAPER |  | 80*790 | 0 | 3221.2885
FLA073 | 8TON ICE SCRAPER |  | 80*880 | 0 | 3501.4006
FLA074 | 10TON ICE SCRAPER |  | 95*1020 | 0 | 4901.9608
FLA075 | BEARING SET 25X38 (0.3-0.5TON) | BEARING SET 1PAIR | 0.3T-0.5T | 0 | 560.2241
FLA076 | BEARING SET 30X48 (1-2TON) |  | 1T-2T | 0 | 700.2801
FLA077 | BEARING SET 30X50 (3-6TON) |  | 3T-6T | 0 | 700.2801
FLA078 | 0.3TON FLAKE ICE SHAFT | Shaft c/w bearing wo ice scraper |  |  | 0
FLA079 | 0.5TON FLAKE ICE SHAFT |  |  |  | 784.3137
FLA080 | 1TON FLAKE ICE SHAFT |  |  |  | 1148.4594
FLA081 | 1.5TON FLAKE ICE SHAFT |  |  |  | 1330.5322
FLA082 | 2TON FLAKE ICE SHAFT |  |  |  | 2072.8291
FLA083 | 3TON FLAKE ICE SHAFT |  |  |  | 2184.8739
FLA084 | 4TON FLAKE ICE SHAFT |  |  |  | 0
FLA085 | 5TON FLAKE ICE SHAFT |  |  |  | 0
FLA086 | 6TON FLAKE ICE SHAFT |  |  |  | 0
FLA087 | EXTERNAL UPPER BEARING SET (0.3-1.5TON) | EXTERNAL BEARING SET UPPER AND BOTTOM |  |  | 0
FLA088 | EXTERNAL BOTTOM BEARING SET (0.3-1.5TON) |  |  |  | 0
FLA089 | EXTERNAL UPPER BEARING SET (2-6TON) |  |  |  | 0
FLA090 | EXTERNAL BOTTOM BEARING SET (2-6TON) |  |  |  | 0
*The ice flaker evaporator include ice making cylinder, heavy-duty motor gear and
reducer, screw scraper, water pump, S.S. water tank and S.S. supporting frame, infrared
bin full sensor, without electrical control panel.
*Warranty period 1year base on spare parts only
*PLEASE EMAIL OR FAX OVER THE BANK IN SLIP
BANK ACC :HONG LEONG BANK BHD 36600016285 , PUBLIC BANK BHD 3119617816
BENEFICIARY :WELLER AIR-COND PARTS ENTERPRICE SDN BHD
COMPUTER PRINT GENERATE ONLY

## ALUMINIUM PLATE
WELLER AIR-COND PARTS ENTERPRISE SDN BHD (613386-K)
DATE :15.1.26
ITEM | SIZE | DESCRIPTION | (RM) | picture
AL001 | 96" (l) X 40" (w) ALUMINIUM PLATE | 40" X 96" ALUMINIUM PLATE | 2177.9692
AL002 | 96" (l) X 20" (w) ALUMINIUM PLATE | 20" X 96" ALUMINIUM PLATE | 1242.8308
AL003 | 43" (l) X 30" (w) ALUMINIUM PLATE | 30" X 43" ALUMINIUM PLATE | 1015.4068
AL004 | 67" (l)X 30" (w) ALUMINIUM PLATE | 30" X 67" ALUMINIUM PLATE | 1362.272
0 | SEMI CONTACT FREZZER 300KGS | 7TRAY,8PCS PLATE (30" x 43") | 21964.4915
0 | SEMI CONTACT FREZZER 400KGS | 9TRAY,10PCS PLATE (30" x 43") | 24990.4845
0 | SEMI CONTACT FREZZER 500KGS | 11TRAY,12PCS PLATE (30" x 43") | 29093.4006
0 | SEMI CONTACT FREZZER 800KGS | 11TRAY,12PCS PLATE (30" x 67") | 35719.3723
0 | SEMI CONTACT FREZZER 1500KGS | 12TRAY ,13PCS PLATE (40" x 96") 144pcs ice tray 14"*17" | 50991.5474
AL005.3 | SEMI CONTACT FREZZER 300KGS COMPLETE SET (7racks) | 1SET ZFI36 Copeland C/W CU125QC (8hp) | 40976.1658
AL005.4 | SEMI CONTACT FREZZER 400KGS COMPLETE SET (9racks) | 1SET ZFI39 Copeland C/W CU144QC (10hp) | 45950.9877
AL006 | SEMI CONTACT FREZZER 500KGS COMPLETE SET (11racks) | ZFI50 COPELAND (12hp) C/W CU160QC | 52230.4021
AL007 | SEMI CONTACT FREZZER 800KGS COMPLETE SET (11racks) | 1SET ZFI68 COPELAND (18HP) CW CU200QC (20AMP) | 64673.9602
AL008 | SEMI CONTACT FREZZER 1500KGS COMPLETE SET (12racks) | C/W ZFI140 C/W CU400QC (40hp) | 128660.0249
AL008.1 | SEMI BLAST FREZZER 350KGS C/W 2pcs s/s trolley 32rack | SSC-500 cabinet cw ZFI50 (12HP) | 43390.8038
AL008.2 | SEMI BLAST FREZZER 500KGS C/W 3pcs s/s trolley 48rack | SSC-800 cabinet cw zfi68 (18hp) | 53009.7884
AL009 | 110102 S/STEEL RACK 15TIER (150kgs)(466L*620W*1710H)80mm | 0 | 549.9593
AL010 | 110202 S/STEEL RACK 16TIER(160kgs) (466L*620W*1710H)80mm |  | 561.6606
AL011 | HLB1035 ALUMINIUM PAN WITH HOLE 60*40*2.8cm*1mm |  | 32.56
AL011.1 | HLB3041 S/STELL 304 PAN WITH HOLE 60*40*2.5cm*1mm | 0 | 48.84
AL011.2 | HLB1031 ALUMINIUM PAN 60*40*2.8cm*1mm |  | 32.56
AL012 | HLB1040 ALUMINIUM PAN 46*33*2.7CM |  | 22.385
AL012.1 | HLB3040 S/STELL 304 PAN 60*40*2.5cm*1mm |  | 48.3313
*The aluminium plate is with 250psi internal to test leaking
PRICE VALID : Ex-factory KL
*PRICE WILL BE CHANGE ON THE FINAL PAYMENT DUE TO THE CURRENCY RATE
*PLEASE EMAIL OR FAX OVER THE BANK IN SLIP
BANK ACC :HONG LEONG BANK BHD 36600016285 , PUBLIC BANK BHD 3119617816
BENEFICIARY :WELLER AIR-COND PARTS ENTERPRICE SDN BHD
COMPUTER PRINT GENERATE ONLY

## danfoss,sagi
WELLER AIR-COND PARTS ENTERPRISE SDN BHD (613386-K)
DATE :15.1.26
ITEM CODE | GENUINE SPARE PARTS | BRAND | PACKING | DEALER CASH (RM) -5% | Picture
DAN001 | TX2 Danfoss exp-valve (R22) | ORIGINAL GENUINE DANFOSS PARTS |  | 125.8852
DAN002 | TEX2 Danfoss exp-valve (R22) |  |  | 140.0074
DAN003 | TS2 Danfoss exp-valve (R404,R507) |  |  | 154.8889
DAN004 | TES2 Danfoss exp-valve (R404,R507) |  |  | 173.4148
DAN005 | TES2 Danfoss exp-valve (R404,R507)-60c 068z3411 |  |  | 206.8981
DAN005.1 | TEB2 Danfoss exp-valve (R23)-90C~-70C 068Z3518 |  |  | 551.2981
0 | TN2 Danfoss exp-valve (R134A) |  |  | ~
DAN006 | ORIFICE NO 0 |  |  | 37.2727
DAN007 | ORIFICE NO 1 |  |  | 37.2727
DAN008 | ORIFICE NO 2 |  |  | 37.2727
DAN009 | ORIFICE NO 3 |  |  | 37.2727
DAN010 | ORIFICE NO 4 |  |  | 37.2727
DAN011 | ORIFICE NO 5 |  |  | 37.2727
DAN012 | ORIFICE NO 6 |  |  | 37.2727
DAN012.1 | TGES5 R507 5/8 X 7/8 EXP VALVE |  |  | 301.9574
DAN012.2 | TGES7.5 R507 5/8 X 7/8 EXP VALVE |  |  | 392.6889
DAN012.3 | TGES9 R507 5/8 X 7/8 EXP VALVE |  |  | 392.6889
DAN012.4 | TGES11 R507 5/8 X 1 1/8 EXP VALVE |  |  | 392.6889
DAN012.5 | TGES13 R507 7/8 X 1 1/8 EXP VALVE |  |  | 468.6148
DAN012.6 | TGES18 R507 7/8 X 1 3/8 EXP VALVE |  |  | 563.3704
DAN012.7 | TGES21 R507 7/8 X 1 3/8 EXP VALVE |  |  | 563.3704
DAN013 | Danfoss DML032Filter Drier 1/4"F |  |  | 29.5254
DAN013.1 | Danfoss DML032SFilter Drier 1/4"(solder) |  |  | 29.5254
DAN014 | Danfoss DML052Filter Drier 1/4"F |  |  | 31.0016
DAN015 | Danfoss DML083 Filter Drier 3/8"F |  |  | 33.0818
DAN016 | Danfoss DML163 Filter Drier |  |  | 43.8183
DAN017 | Danfoss DML164 Filter Drier |  |  | 43.8183
DAN018 | Danfoss DML165 Filter Drier |  |  | 44.0196
DAN019 | Danfoss DML304 Filter Drier |  |  | 81.0606
DAN020 | Danfoss DML305 Filter Drier |  |  | 85.9591
DAN021 | Danfoss DML306 Filter Drier |  |  | 85.9591
DAN022 | Danfoss DML307 Filter Drier |  |  | 88.8885
DAN023 | Danfoss BF240A5 Coil 240VAC 50Hz 11W |  |  | 75.3846
DAN024 | Danfoss EVR2 Sol.valve Body 1/4" |  |  | 139.2308
DAN025 | Danfoss EVR3 Sol.valve Body 3/8"(1HP - 2HP) |  |  | 138.4615
DAN026 | Danfoss EVR6 Sol.Valve Body 3/8"F (2.5HP - 4HP) |  |  | 184.6154
DAN027 | Danfoss EVR6 Sol.Valve Body 1/2"F (4.5HP - 5HP) |  |  | 184.6154
DAN028 | Danfoss EVR10 Sol Valve Body 1/2"F (6HP -7HP) |  |  | 230.7692
DAN029 | Danfoss EVR10 Sol Valve Body 5/8"F (7.5HP -20HP) |  |  | 230.7692
DAN030 | Danfoss EVRI5 Sol Valve Body 7/8"S (25HP-30hp) |  |  | 323.0769
DAN031 | Danfoss EVR20 Sol Valve Body 7/8"S |  |  | 584.2915
DAN032 | Danfoss EVR20 Sol Valve Body 1 1/8"S |  |  | 657.3027
DAN032.1 | Danfoss EVR25 Sol Valve Body 1 1/8"S |  |  | 860.0401
DAN032.2 | Danfoss EVR25 Sol Valve Body 1 3/8"S |  |  | 1061.5435
DAN032.3 | Danfoss EVR32 Sol Valve Body 1 3/8"S |  |  | 1468.6467
DAN032.4 | Danfoss EVR40 Sol Valve Body 1 5/8"S W/M |  |  | 1716.7264
DAN033 | Danfoss Hand Valve 3/8"F |  |  | 108.3333
DAN034 | Danfoss Hand Valve 1/2"F |  |  | ~
DAN035 | Danfoss Hand Valve 5/8"F |  |  | ~
DAN036 | TES5 Danfoss Element valve 067B3342 (R507) |  |  | 292.3077
DAN036.1 | TEX5 Danfoss Element valve 067B3250 (R22) |  |  | 292.3077
DAN036.2 | TE5 Valve body 067B4013 |  |  | 65.9796
DAN036.3 | TES5 Danfoss Element valve 067B3358 Flare -40c~ -15c(R507)cw mop |  |  | 366.5689
DAN036.4 | TES5 Danfoss Element valve 067B3343 Flare -60c~ -15c(R507) |  |  | 489.8541
DAN037 | TE5 ORIFICE NO 1 (R22-5.46TON , R507-4.26TON) |  |  | 139.1178
DAN038 | TE5 ORIFICE NO 2 (R22-7.51TON , R507-5.86TON) |  |  | 139.1178
DAN039 | TE5 ORIFICE NO 3 (R22-9.66TON , R507-7.51TON) |  |  | 139.1178
DAN040 | TE5 ORIFICE NO 4 (R22-13.1TON , R507-10.2TON) |  |  | 139.1178
0 | TES5 Danfoss Exp-Valve c/w orifice |  |  | 521.764
DAN040.1 | TES12 Danfoss Element valve 067B3349 (R507) ~60c cw mop |  |  | 564.3442
#REF! | #REF! |  |  | #REF!
DAN041.1 | TEX12 Danfoss Element valve 067B3210 Solder 7/8 x 1 1/8 (R22) |  |  | 456.942
DAN041.2 | TE12 Valve body 067B4023 |  |  | 89.6685
DAN042 | TE12 ORIFICE NO 5 (R22-16.3TON , R507-14.5TON) |  |  | 191.6667
DAN043 | TE12 ORIFICE NO 6 (R22-21.8TON , R507-18.3TON) |  |  | 191.6667
DAN043.1 | TE12 ORIFICE NO 7 (R22-27.9TON , R507-23.2TON) |  |  | 191.6667
0 | TES12 Danfoss Exp-Valve c/w orifice |  |  | 724.9819
DAN044 | Danfoss Ball Valve 1 1/8"S |  |  | 243.6979
DAN045 | Danfoss Ball Valve 1 3/8"S |  |  | 371.3416
DAN047 | Danfoss 014-016S1 GN6 Sight Glass 1/4"FX F |  |  | ~
DAN048 | Danfoss 014-0162S GN10 Sight Glass 3/8"FX F |  |  | ~
DAN049 | Danfoss 014-016S3 GN12 Sight Glass 1/2"FX F |  |  | ~
DAN050 | Danfoss 014-016S5 GN16 Sight Glass 5/8"FX F |  |  | ~
0 | Danfoss 014-016S5 GN19 Sight Glass 3/4"FX F |  |  | ~
0 | Danfoss 014-0186S GN22S Sight Glass 7/8"SX S |  |  | ~
0 | Danfoss 014-018S7 GN22S Sight Glass 1 1/8"S X S |  |  | ~
DAN051 | Danfoss 060-1103 KP1 Low Pressure Contro Manual -0.2-7Bar |  |  | 100.836
DAN052 | Danfoss 060-1101 KP1 Low Pressure Control Auto -0.2-7Bar |  |  | 100.836
DAN053 | Danfoss 060-117191 KP5 High Pressure Control Auto |  |  | 98.8393
DAN054 | Danfoss 060-1173 KP5 High Pressure Control Manual |  |  | 117.2002
0 | Danfoss 060-1265KP15 Dual Auto/Auto Pressure Control |  |  | ~
DAN055 | Danfoss 060-1264KP15 Dual Auto/Manual Pressure control |  |  | 169.4356
0 | Danfoss KP15 Dual Manual/Manual Pressure control |  |  | ~
0 | Danfoss 060-5191K P6B Pressure Control( R410a) manual |  |  | ~
0 | Danfoss 017D002166 RT260A Diff pressure control 0.5~4bar(amonia gas) |  |  | ~
0 | Danfoss 017-500266 RT1A Pressure switch M/15 (amonia gas) |  |  | ~
0 | Danfoss 017-503566 RT6AB Pressure control 10~28bar (amonia gas) |  |  | ~
0 | Danfoss KP63 060l 1108 Temperature controller ~10c - ~50c |  |  | ~
0 | Danfoss 060L 1112 KP69 Thermostat (-5C ~ 35C) |  |  | ~
DAN055.5 | KVL 15 Suction pressure regulator valve 5/8" (flare) |  |  | 531.2917
DAN055.6 | KVL 35 Suction pressure regulator valve 1 3/8" |  |  | 1105.9129
DAN056 | Danfoss MP54 oil pressure controller |  |  | 520.0877
DAN057 | Danfoss 023U4381 48-DC FILTER CORE (8pcs) |  |  | 57.4621
DAN058 | 48-F SUCTION FILTER CORE |  |  | 90.1534
DAN059 | 48-DA BURN OUT CORE |  |  | 114.2471
DAN059.1 | EKA183B Programming key ERC21X |  |  | 205.6212
DAN060 | Danfoss 08488500 EKC102A Temp Control With Sensor (chiller) |  |  | 145.9848
DAN061 | Danfoss ERC213 Temp Control (chiller/frezzer) |  |  | 145.3636
DAN062 | Danfoss 08484403 EKS211 NTC 5k Sensor 1.5m |  |  | 16.6795
DAN062.1 | High Pressure switch 28bar ~ 22bar (1m wire) R404,R507,R22 | pressure switch |  | 18.9363
DAN062.2 | Low Pressure switch 0.5bar ~ 1.5bar (1m wire) R404,R507,R22 |  |  | 18.6364
DAN062.3 | HIGH PRESSURE SWITCH 20bar~16bar (1.5M WIRE) R134a |  |  | 18.9363
DAN062.4 | LOW PRESSURE SWITCH 0.2bar~1.5bar (1.5M WIRE) R134a |  |  | 18.9363
DAN062.5 | HIGH PRESSURE SWITCH 41.4bar~33bar (1.5M WIRE) R410a |  |  | 25.7053
DAN062.6 | LOW PRESSURE SWITCH 2bar~3bar (1.5M WIRE) R410a |  |  | 25.7053
DAN062.7 | LOW PRESSURE SWITCH 0.1bar~1.5bar (1.5M WIRE) R134a |  |  | 19.4805
DAN063 | DNS-D306X auto/auto pressure control | Saginomiya pressure control |  | 192.8519
DAN064 | DNS-D306XM auto/manual pressure control |  |  | 192.8519
DAN064.1 | DNS-D606X auto/auto pressure control |  |  | 192.8519
DAN065 | DNS-D606XM auto/manual pressure control |  |  | 192.8519
DAN066 | DNS-D606XMM manual/manual pressure control |  |  | 192.8519
DAN079 | Saginomiya RPV-PV-02091 Coil 220/230V 6W w/ DIN(插頭) | solenoid valve coil AC230v 50hz |  | 48.6511
DAN080 | Saginomiya RPV-PV-02326 Coil 100V 6W w/ DIN(插頭) | solenoid valve coil AC100v 50hz/60hz |  | 48.6511
0 | SNS-C110X Low Pressure Control Auto | Saginomiya pressure control |  | 83.2567
0 | SYS-C130X2 High Pressure Control Auto |  |  | 83.2567
DAN081 | SNS-C106X Low pressure control Auto |  |  | 123
DAN082 | HNS-C130XMI High Pressure Control Manual |  |  | 144.2593
DAN087 | SAGINOMIYA RGE-X3R4-7 CONDENSER FAN SPEED CONTROLS | Saginomiya oil pressure control |  | 1251.7265
DAN089 | QCX-1634BHSA Exp.Valve 1.57TON (R22) | Saginomiya Exp-valve W/O equalizer (R22) (10C ~ -40C) 3/8"Fx1/2"F |  | 174.5471
DAN092 | QCX-4734BHSA Exp.Valve 4.69TON (R22) |  |  | 174.5471
DAN093 | QCX-1034BUSA Exp.Valve 0.99TON (R404A/R507) | Saginomiya Exp-valve W/O equalizer (R404A/R507) (10C ~-40C) 3/8"Fx1/2"F |  | 174.5471
DAN095 | QCX-1534BDUSL Exp.Valve 0.98TON (R404A/R507) |  |  | 174.5471
DAN098 | RCX-1234BHSA Exp.Valve 1.25TON (R22) |  |  | 174.5471
DAN099 | RCX-1634BHSA Exp.Valve 1.57TON (R22) |  |  | 174.5471
DAN100 | RCX-2434BHSA Exp.Valve 2.35TON (R22) |  |  | 174.5471
DAN101 | RCX-3134BHSA Exp.Valve 3.13TON (R22) |  |  | 174.5471
DAN102 | RCX-4734BHSA Exp.Valve 4.69TON (R22) |  |  | 174.5471
DAN103 | RCX-0834BUSA Exp.Valve 0.78TON (R404A/R507) | Saginomiya Exp-valve C/W equalizer (R404A/R507) (10C ~ -40C) 3/8"Fx1/2"F |  | 174.5471
DAN104 | RCX-1034BUSA Exp.Valve 0.99TON (R404A/R507) |  |  | 174.5471
DAN105 | RCX-1534BUSA Exp.Valve 1.48TON (R404A/R507) |  |  | 174.5471
DAN106 | RCX-2034BUSA Exp.Valve 1.98TON (R404A/R507) |  |  | 174.5471
DAN108 | SCX-0645DBHSA Exp.Valve 5.78TON (R22) 1/2"Fx5/8"F | Saginomiya Exp-valve C/W equalizer (R22) (10C ~ -40C) |  | 227.6207
DAN109 | SCX-0845DBHSA Exp.Valve 8.05TON (R22) 1/2"Fx5/8"F |  |  | 227.6207
DAN110 | SCX-1057DBHSA Exp.Valve 10.1TON (R22) 5/8"S x 7/8"S |  |  | 227.6207
DAN111 | SCX-1257DBHSA Exp.Valve 12.1TON (R22) 5/8"S x 7/8"S |  |  | 227.6207
DAN112 | SCX-1457DBHSA Exp.Valve 14.4TON (R22) 5/8"S x 7/8"S |  |  | 227.6207
DAN114 | SCX-0545DBUSA Exp.Valve 5.08TON (R404A/R507) 1/2"Fx5/8"F |  |  | 227.6207
DAN116 | SCX-0857DUSA Exp.Valve 7.66TON (R404A/R507) 5/8"S x 7/8"S |  |  | 227.6207
DAN117 | SCX-0957DUSA Exp.Valve 9.06TON (R404A/R507) 5/8"S x 7/8"S |  |  | 227.6207
DAN117.1 | AWR-2510GLW 1" Water Regulating Valve saginomiya | water regulating valve |  | ~
DAN118 | INX-2203DUL-Q61 Valve | Liquip injection valve |  | ~
DAN119 | INX-2208DUL-Q63 Valve |  |  | ~
0 | CFE-SC10B-001 Saginomiya digital pressure control | Saginomiya digital pressure control |  | ~
0 | CFE-SC35B-001 Saginomiya digital pressure control |  |  | ~
DAN120 | Korea HJ-01 Vibration hose 3/8" | KOREA 3S &PACKLESS USA VIBRATION HOSE |  | 42.8636
DAN121 | Korea HJ-02 Vibration hose 1/2" |  |  | 46.6944
DAN122 | Korea HJ-03 Vibration hose 5/8" |  |  | 50.1111
DAN123 | Korea HJ-04 Vibration hose 3/4" |  |  | 84.1639
DAN124 | Korea HJ-05 Vibration hose 7/8" |  |  | 96.1222
DAN125 | Korea HJ-06 Vibration hose 1 1/8" |  |  | 104.127
DAN126 | Korea HJ-07 Vibration hose 1 3/8" |  |  | 149.9429
DAN127 | Korea HJ-08 Vibration hose 1 5/8" |  |  | 207.624
DAN128 | Korea HJ-09 Vibration hose 2 1/8" |  |  | 286.4533
DAN129 | Korea HJ-10 Vibration hose 2 5/8" |  |  | 601.3333
DAN130 | Korea HJ-11 Vibration hose 3 1/8" |  |  | 896.5333
DAN136 | Packless VAF-04 Vibration hose 1/2" |  |  | 58.039
DAN137 | Packless VAF-08 Vibration hose 7/8" |  |  | 110.7532
DAN143 | HARRIS SILVER ROD 0% (55LGTHS/kg) |  |  | 113.0084
DAN144 | HARRIS SILVER ROD 0% (1LGTHS) |  |  | 2.6151
DAN145 | GALFLO SILVER ROD 0% (55LGTHS/kg) |  |  | 111.4286
DAN146 | GALFLO SILVER ROD 0% (1LGTH) |  |  | 2.5785
DAN147 | 250g finex powder flux |  |  | 108
DAN148 | 35% harris welding rod (1kg, 48lgth) |  |  | 6000
DAN148.1 | 45% harris welding rod (1kg, 48lgth) |  |  | 7692.3077
DAN149 | 35% harris welding rod (1lgth) |  |  | 147.7273
DAN149.1 | 45% harris welding rod (1lgth) |  |  | 208.3333
DAN150 | TRACE 2 (16 OZ) |  |  | 182.2222
DAN151 | GAS LEAK DETECTOR 8oz |  |  | 34.1667
0 | ALCU-Q303 aluminium welding rod (per kg) |  |  | 329.8222
0 | ALCU-Q301 aluminium welding rod (per kg) |  |  | 244.7852
DAN152 | Refco 7230587+ +MR-205-DS-MULTI-16Bar | REFCO ORIGINAL TOOL & PARTS |  | 81.2525
DAN153 | Refco 4664430+ +MR-305- DS-MULTI-35 Bar |  |  | 81.2525
DAN154 | Refco 9884898 BM2-6-DS-R22 Manifold Set C/W 60" Hose |  |  | 479.7804
DAN155 | Refco 9881278C CL-36 Charging Hose 36" |  |  | ~
DAN156 | Refco 9881276C CL-60 Charging Hose 60" |  |  | 176.4608
DAN157 | Refco RS-16 (1/8" ~ 5/8") Mini Tube Cutter |  |  | ~
DAN158 | Refco RS-25 (1/8" ~ 1") Mini Tube Cutter |  |  | ~
DAN159 | Refco RD-35 (1/8" ~ 1 3/8") Big Tube Cutter |  |  | ~
DAN160 | Refco RD-42 (1/8" ~ 1 3/4") Big Tube Cutter |  |  | ~
DAN161 | Refco 9881466R FA-127-C ratchet wrench |  |  | ~
DAN162 | Refco 4506201R FA-I27-Offset ratchet Wrench |  |  | ~
DAN164 | 7V Solenoid Valve Coil (220VAC/50Hz, 240V/60Hz) | SPORLAN Solenoid Valve Coil and connector |  | 29.2
DAN165 | 7V Solenoid Valve Coil (110VAC/50Hz, 120VAC/60Hz) |  |  | 30.8
DAN168 | 7V Solenoid Valve DIN Connector (PG9 & PG11) |  |  | 11
DAN170 | 7V4F2 Direct Operated, 1/4" SAE (1/4 - 1/2HP) |  |  | 106
DAN179 | C-083 3/8" SAE Flare |  |  | 29
DAN180 | C-163 3/8" SAE Flare |  |  | 33.4286
DAN181 | C-164 1/2" SAE Flare |  |  | 34.4286
DAN182 | C-165 5/8" SAE Flare |  |  | 37.6712
DAN183 | PK110 single low pressure (auto 10psi~60psi) | SPORLAN Pressure Switches Pressure |  | ~
DAN184 | PK502 single low pressure (auto 5psi~15psi) |  |  | 64.3333
DAN185 | PK503 single low pressure (auto 5psi~30psi) |  |  | ~
DAN186 | PK506 single low pressure (auto 15psi~60psi) |  |  | ~
DAN187 | PK506M single low pressure (manual 15psi~60psi) |  |  | ~
DAN188 | PK516 single high pressure (auto 29psi~72psi) |  |  | ~
DAN189 | PK520 single high pressure (auto 20psi~80psi) |  |  | ~
DAN190 | PK530D single high pressure (auto 50psi~150psi) |  |  | ~
DAN191 | PK530M single high pressure (manual 50psi~150psi) |  |  | 64.3333
DAN196 | ERVE-6-C (4X5X2 ODF 5') R22 exp-valve |  |  | 155.5
DAN198 | ERVE-10-C (5X7X2 ODF 5') R22 exp-valve |  |  | 187.8333
DAN199 | ERVE-12-C (5X7X2 ODF 5') R22 exp-valve |  |  | 187.8333
DAN201 | ERSE-9-C (5X7X2 ODF 5') R404,507 exp-valve |  |  | 198.8333
DAN202 | Y1037-FV-3-180 3X3 ODF5' Injection valve | INJECTION VALVE |  | 477.7778
DAN203 | TCLE 5 HW 100 SAE EE 5FT 1/2 X 5/8 SAE ANG 6A (12) | COPELAND EXP-VALVE |  | 366.8294
DAN204 | TCLE 71/2 HW 100 SAE EE 5FT 1/2 X 5/8 SAE ANG 6A (12) |  |  | 366.8294
DAN205 | TCLE 10 HW 100 SAE EE 5FT 1/2 X 5/8 SAE ANG 6A (12) |  |  | 366.8294
DAN206 | TCLE 12 HW 100 SAE EE 5FT 1/2X5/8 SAEANG 6A (12) |  |  | 366.8294
DAN207 | TJLE 14 HW100 SAE EE 5FT 5/8 X 7/8 ODF ANG 6A (12) |  |  | ~
DAN208 | TJRE 18 HW100 SAEEE 5FT 7/8 ODF X 1-1/8 ODM ANG 6A (12) |  |  | ~
DAN209 | TER 22 HW100 SAE EE 10FT 7/8 ODF X 1-1/8 ODM ANG 6A (6) |  |  | ~
DAN210 | TER 26 HW100 SAE EE 10FT 7/8 ODF X 1-1/8 ODM ANG 6A (6) |  |  | ~
DAN211 | TIR 55 HW100 SAE EE 10FT 7/8 ODF X 1-1/8 ODM ANG 6A (6) |  |  | ~
DAN212 | THR 75 HW100 SAEEE 10FT 1-1/8 X 1-1/8 ODM ANG 6A (6) |  |  | ~
DAN213 | TRAE+ 20HW100 SAE EE 10FT 7/8X1-1/8 ODF S/T 6A (6) |  |  | 536.2157
DAN214 | TRAE+ 30HW100 SAE EE 10FT 7/8X1-1/8 ODF S/T 6A (6) |  |  | 536.2157
DAN215 | TRAE+ 40 HW100 SAE EE 15FT 7/8 X 1-1/8 ODF S/T 6A (6) |  |  | 536.2157
DAN216 | TRAE 50 HW100 SAE EE 10FT 1-1/8X1-3/8 ODF S/T6A (6) |  |  | ~
DAN217 | TRAE 60 HW100 SAE EE 10FT 1-1/8 X 1-3/8 ODF S/T 6A (6) |  |  | ~
DAN218 | TRAES 5 SW45 (R507 EXP VALVE COPELAND) |  |  | 215.451
DAN218.1 | TRAES 7 SW45 (R507 EXP VALVE COPELAND) |  |  | 215.451
DAN218.2 | TRAES 7.5 SW45 (R507 EXP VALVE COPELAND) |  |  | 215.451
DAN218.3 | TRAES 10 SW45 (R507 EXP VALVE COPELAND) |  |  | 215.451
DAN218.6 | TRAES 5 SZ (R507 EXP VALVE COPELAND) |  |  | 215.451
DAN218.7 | TRAES 7.5 SZ (R507 EXP VALVE COPELAND) |  |  | 215.451
DAN218.8 | TA-HW100 (R22 EXP-VALVE COPELAND) |  |  | 128.949
DAN218.9 | TAE-HW100 (R22 EXP-VALVE COPELAND) |  |  | 143.9824
DAN218.10 | TA-SW75 (R507 EXP-VALVE COPELAND) |  |  | 128.949
DAN218.11 | TAE-SW75 (R507 EXP-VALVE COPELAND) |  |  | 143.9824
DAN218.12 | TAO-0 ORIFICE COPELAND |  |  | 33.9576
DAN218.13 | TAO-1 ORIFICE COPELAND |  |  | 33.9576
DAN218.14 | TAO-2 ORIFICE COPELAND |  |  | 33.9576
DAN218.15 | TAO-3 ORIFICE COPELAND |  |  | 33.9576
DAN218.16 | TAO-4 ORIFICE COPELAND |  |  | 33.9576
DAN218.17 | TAO-5 ORIFICE COPELAND |  |  | 33.9576
DAN218.18 | TAO-6 ORIFICE COPELAND |  |  | 33.9576
DAN218.19 | DX3-008 (R22) |  |  | 1449.8652
DAN218.20 | DX3-010 (R22) |  |  | 1464.9497
DAN218.21 | DX3-012 (R22) |  |  | 1478.8941
DAN218.22 | DX3-015 (R22) |  |  | 1493.8909
DAN218.23 | DX3-020 (R22) |  |  | 1510.2032
DAN218.24 | DIXELL TRANSFORMER TF20D |  |  | 166.7012
DAN217.1 | TCLE 4.5 SW100 SAE EE 10FT 5/8 X 7/8 ODF R-404A (12) |  |  | 359.5385
DAN219 | A-WZ 5582 4 STD - 1/2" (6)060933 | COPELAND OIL SEPARATOR |  | 261.2866
DAN220 | A-WZ 5585 5 STD - 5/8" (6)060934 |  |  | 278.6647
DAN221 | A-WZ 5587 7 STD - 7/8" (6)060931 |  |  | 290.4295
DAN222 | A-WZ 5588 9 STD - 1 1/8" (6)060974 |  |  | 297.0424
DAN223 | A-WZ 5690 9 STD - 1 1/8" x 6" DIA.065152 |  |  | ~
DAN224 | A-WZ 5590 11 STD - 1 3/8" (6)060930 |  |  | 319.5724
DAN225 | A-WZ 5690 11 STD - 1 3/8" x 6" DIA.060978 |  |  | 578.0139
DAN226 | A-WZ 5692 13 STD 1 5/8" 060979 |  |  | 663.5971
#REF! | #REF! | COPELAND Oil Regulator |  | #REF!
DAN228 | OMB-JB1 C/W ASC 2 ELECTRONIC WITH ALARM (65365) |  |  | 1205.7961
#REF! | #REF! | Emerson Filter Shell (STAS Series) |  | #REF!
DAN230 | STAS-489 T STD 1 1/8" FILTER SHELL |  |  | 311.8158
DAN231 | EK163 EMERSON FILTER DRIER | Emerson Filter Shell (EK Series) |  | 39.6984
DAN232 | EK164 EMERSON FILTER DRIER |  |  | 39.6984
DAN233 | EK165 EMERSON FILTER DRIER |  |  | 39.6984
DAN234 | EK304 EMERSON FILTER DRIER |  |  | 76.7286
DAN235 | EK305 EMERSON FILTER DRIER |  |  | 76.7286
DAN236 | EK306 EMERSON FILTER DRIER |  |  | 76.7286
| R134a R22 R404A/507C R407C | CAGE Selection
| 3/4 1 1/2 1 | X22440-B2B
| 1 1/2 2 1 2 | X22440-B3B
| 2 1/2 3 2 3 | X22440-B4B
| 3 1/2 5 3 5 | X22440-B5B
| 5 1/2 7 1/2 4 1/2 7 1/2 | X22440-B6B
| 7 1/2 10 7 10 | X22440-B7B
| 9 12 8 12 | X22440-B8B
| 11 14 9 14 | XC724-B5B
| 13 18 12 18 | X11873B5B
| 16 22 14 22 | X9117-B6B
| 19 26 16 26 | X9117-B7B
| 25 35 21 35 | X9117-B8B
| 31 45 27 45 | X9117-B9B
| 45 55 37 55 | X9166-B10B
| 55 70 48 70 | X9144-B11B
| 68 85 60 85 | X9144-B13B
| 68 100 60 100 | X9144-B14B
Orifice no | TX,TS rated capacity in ton
| R22 | R404A,507
0 | 0.51 | 0.37
1 | 0.99 | 0.75
2 | 1.34 | 1.05
3 | 2.27 | 1.79
4 | 3.45 | 2.83
5 | 4.76 | 3.71
6 | 5.6 | 4.42
Orifice no | TX,TS rated capacity in ton
| R22 | R404A,507
0.5 | 2.97 | 2.33
1 | 5.46 | 4.26
2 | 7.51 | 5.86
3 | 9.66 | 7.51
4 | 13.1 | 10.2
5 | 16.3 | 14.5
6 | 21.8 | 18.3

## VALVE
WELLER AIR-COND PARTS ENTERPRISE SDN BHD (613386-K)
DATE :15.1.26
ITEM CODE | MODEL | SIZE | DESCRIPTION | PACKING | (RM) | Picture
KOR001 | SGF6 | 1/4" | Sight glass (flare type) |  | 22.982
KOR002 | SGF10 | 3/8" |  |  | 24.278
KOR003 | SGF12 | 1/2" |  |  | 30.2395
KOR004 | SGF16 | 5/8" |  |  | 45.7048
KOR005 | SGF19 | 3/4" |  |  | 54.0854
KOR005.1 | 1/4 oil sight glass | 1/4" (60mm) | M&F sigth glass |  | 29.3755
KOR005.2 | 3/8 oil sight glass | 3/8"(64mm) |  |  | 32.91
KOR005.3 | SYFL2-1/2 | 0 |  |  | 35.8554
KOR005.4 | SYFL2-5/8 | 0 |  |  | 41.4713
KOR006 | SG19 | 3/4NPT" | Sigth glass npt 3/4" |  | 24.0533
KOR007 | SGW6 | 1/4" | Sight glass (welding type) |  | 23.0684
KOR008 | SGW10 | 3/8" |  |  | 24.278
KOR009 | SGW12 | 1/2" |  |  | 33.2634
KOR010 | SGW16 | 5/8" |  |  | 45.7048
KOR011 | SGW19 | 3/4" |  |  | 54.1169
KOR012 | SGW22 | 7/8" |  |  | 58.908
KOR013 | SGW28 | 1 1/8" |  |  | 72.3155
KOR013.1 | 1/2" CHECK VALVE STRAIGHT TYPE | 1/2" | CHECK VALVE |  | 37.9129
KOR014 | 5/8" CHECK VALVE STRAIGHT TYPE | 5/8" |  |  | 51.9012
KOR015 | 3/4" CHECK VALVE STRAIGHT TYPE | 3/4" |  |  | 74.2824
KOR016 | 7/8" CHECK VALVE STRAIGHT TYPE | 7/8" |  |  | 75.2471
KOR017 | 1 1/8" CHECK VALVE STRAIGHT TYPE | 1-1/8" |  |  | 158.2118
KOR018 | 1 3/8" CHECK VALVE STRAIGHT TYPE | 1-3/8" |  |  | 165.9294
KOR019 | 1 5/8" CHECK VALVE STRAIGHT TYPE | 1-5/8" |  |  | 173.6471
KOR016.1 | YCVS26 (1 1/8" CHECK VALVE) ANKLE TYPE | 1-1/8" |  |  | 273.3333
KOR016.2 | 1 3/8" CHECK VALVE ANKLE TYPE | 1-3/8" |  |  | 273.3333
KOR016.3 | YCVS31 (1 5/8" CHECK VALVE) ANKLE TYPE | 1-5/8" |  |  | 436.7678
KOR026 | QC BALL VALVE C/W PORT (1/4") | 1/4" | KOREA Refrigerant Ball Valve with charge port |  | 49.4828
KOR027 | QC BALL VALVE C/W PORT (3/8") | 3/8" |  |  | 51.0536
KOR028 | QC BALL VALVE C/W PORT (1/2") | 1/2" |  |  | 51.8391
KOR029 | QC BALL VALVE C/W PORT (5/8") | 5/8" |  |  | 52.6245
KOR030 | QC BALL VALVE C/W PORT (3/4") | 3/4" |  |  | 76.9732
KOR031 | QC BALL VALVE C/W PORT (7/8") | 7/8" |  |  | 83.2567
KOR032 | QC BALL VALVE C/W PORT (1 1/8") | 1-1/8" |  |  | 131.954
KOR033 | QC BALL VALVE C/W PORT (1 3/8") | 1-3/8" |  |  | 185.364
KOR034 | QC BALL VALVE C/W PORT (1 5/8") | 1-5/8" |  |  | 270.977
KOR035 | QC BALL VALVE C/W PORT (2 1/8") | 2-1/8" |  |  | 468.908
KOR036 | QC BALL VALVE C/W PORT (2 5/8") | 2-5/8" |  |  | 523.1034
KOR041 | SDA-22C300T 27bar (NPT1/4") | NPT1/4" X 3/8" | SAFETY PRESSURE VALVE (27bar,22.9bar reset)(390psi,330psi reset) |  | 152.0404
KOR042 | SDA-22C300T 27bar (NPT3/8") | NPT3/8" X 3/8" |  |  | 152.0404
KOR042.1 | SDA-22C300T 27bar (NPT1/2") | NPT1/2" X 3/8" |  |  | 152.0404
KOR043 | HAV1 ANKLE VALVE 3/8" | 3/8" | ANKLE VALVE (BRASS MATERIAL) |  | ~
KOR044 | HAV2 ANKLE VALVE 1/2" | 1/2" |  |  | 37.7011
KOR045 | HAV3 ANKLE VALVE 5/8" | 5/8" |  |  | 37.7011
KOR046 | HAV5 ANKLE VALVE 3/4" | 3/4" |  |  | 59.1223
KOR047 | HAV6 ANKLE VALVE 7/8" | 7/8" |  |  | ~
KOR048 | HAV8 ANKLE VALVE 1 1/8" | 1-1/8" |  |  | ~
KOR049 | HAV9 ANKLE VALVE 1 3/8" | 1-3/8" |  |  | 110.5329
KOR050 | HAV11 ANKLE VALVE 1 5/8" | 1-5/8" |  |  | 181.651
KOR051 | HAV12 ANKLE VALVE 2 1/8" | 2-1/8" |  |  | 200.5016
KOR052 | OV34-SY (35mm, 1 1/8") SERVICE VALVE | 1-1/8" | Panasonic scroll valve |  | 72.4962
KOR053 | OV32-SY (30mm, 3/4") SERVICE VALVE | 3/4" |  |  | 58.751
KOR054 | OV34-A (30mm, 1 1/8") SERVICE VALVE | 1 1/8" |  |  | 58.751
KOR055 | OV32-A (30mm, 3/4") SERVICE VALVE | 3/4" |  |  | 58.751
KOR055.1 | TBVC 15 (1 3/8") STAND VALVE |  |  |  | 149.7068
KOR055.3 | CVC10 1 5/8" CHECK VALVE |  |  |  | 299.0858
KOR080 | DPF(Ts01) 2.4c-01 Elect exp-valve c/w coil pqm-10012-00058 | 12.3KW | 3ton |  | 89.8496
KOR080.1 | DPF(Ts01) 2.4c-01 Elect exp-valve c/w coil pqm-10012-00058,Controller,Pressure sensor,tranformer | 12.3KW | 3ton |  | 899.9675
KOR081 | DPF(Ts01) 3.0c-01 Elect exp-valve c/w coil pqm-10012-00058 | 14.7KW | 5ton |  | 96.8581
KOR081.1 | DPF(Ts01) 3.0c-01 Elect exp-valve c/w coil pqm-10012-00058,Controller,Pressure sensor,transformer | 14.7KW | 5ton |  | 906.9761
KOR082 | DPF(Ts01) 3.2c-01 Elect exp-valve c/w coil pqm-10012-00058 | 19.6KW | 7.5ton |  | 110.735
KOR082.1 | DPF(Ts01) 3.2c-01 Elect exp-valve c/w coil pqm-10012-00058,Controller,Pressure sensor,transformer | 19.6KW | 7.5ton |  | 920.853
KOR083 | DPF(Ts01) 4.0c-01 Elect exp-valve c/w coil pqm-03012-00009 | 29.4KW | 9ton |  | 217.9658
KOR083.1 | DPF(Ts01) 4.0c-01 Elect exp-valve c/w coil pqm-03012-00009,Controller,Pressure sensor,transformer | 29.4KW | 9ton |  | 1028.0838
KOR084 | DPF(Ts01) 4.5c-01 Elect exp-valve c/w coil pqm-03012-00009 | 36.8KW | 11ton |  | 220.7692
KOR084.1 | DPF(Ts01) 4.5c-01 Elect exp-valve c/w coil pqm-03012-00009,Controller,Pressure sensor,transformer | 36.8KW | 11ton |  | 1030.8872
KOR085 | PQM-10012-00058 VALVE COIL | 0 |  |  | 40.2711
KOR086 | PQM-03012-00009 VALVE COIL | 0 |  |  | 76.9889
KOR087 | SEC-601-00 Controller c/w temp sensor | 0 |  |  | 440.3704
KOR088 | SEC-601-R4-24 Controller c/w temp sensor | 0 |  |  | 440.3704
KOR088.1 | SEC-612-R4 Controller wifi c/w temp sensor | 0 |  |  | 440.3704
KOR089 | YCQB02L28 Pressure sensor | 0 |  |  | 102.902
KOR089.1 | NTC5K SENSOR |  |  |  | 26.449
KOR090 | Meanwell LRS-50-24 tranformer | 0 |  |  | 136.7059
KOR091 | 3 WAY REVERSING VALVE | 0 |  |  | 135.0588
KOR092 | MDF-A03-3L003 (3/8") solenoid valve c/w coil | 1hp-2hp |  |  | 104.5098
KOR093 | MDF-A03-6L001 (3/8") solenoid valve c/w coil | 2.5hp-3.5hp |  |  | 131.2804
KOR093.1 | MDF-A03-6L003 (1/2") solenoid valve c/w coil | 4hp-5hp |  |  | 131.2804
KOR094 | MDF-A03-10L003 (1/2") solenoid valve c/w coil | 6hp-7.5hp |  |  | 146.7157
KOR095 | MDF-A03-15L001 (5/8") solenoid valve c/w coil | 8hp-18hp |  |  | 183.3745
KOR093.0 | MDF-A03-6H002 (3/8") SANHUA SOLENOID VALVE C/W COIL (WELDING) | 0 |  |  | 117.8805
KOR094.0 | MDF-A03-10H002 (1/2") SANHUA SOLENOID VALVE C/W COIL (WELDING) | 0 |  |  | 142.3903
KOR095.0 | MDF-A03-15H002 (5/8") SANHUA SOLENOID VALVE C/W COIL (WELDING) | 0 |  |  | 172.7358
KOR096 | MDF-A03-15H003 (7/8") solenoid valve c/w coil | 25hp |  |  | 207.6749
KOR097 | MDF-A03-20H001 (7/8") solenoid valve c/w coil | 30hp-35hp |  |  | 287.307
KOR098 | MDF-A03-20H003 (1 1/8") solenoid valve c/w coil | 40hp |  |  | 300.9882
KOR099 | MDF-A03-22H008 (1 1/8") solenoid valve c/w coil | 50hp |  |  | 351.1529
KOR100 | MQ-A0322G-00001 230V COIL | 0 |  |  | 42.0168
KOR101 | MQ-A0322G-00001 12VDC COIL | 0 |  |  | 64.1968
KOR102 | MQ-A0324G-00001 24VDC COIL | 0 |  |  | 64.1968
KOR103 | FDF3A08 C/W COIL SOLENOID VALVE (3/8") | 0 |  |  | 43.7752
KOR103.1 | FDF6A58 C/W COIL SOLENOID VALVE (3/8") | 0 |  |  | 56.7612
KOR103.2 | FDF11A16 solenoid valve with coil (1/2") | 0 |  |  | 148.4483
KOR103.3 | FDF13A12 solenoid valve with coil (5/8") | 0 |  |  | 170.2835
KOR104 | FQ-A0522G SOLENOID COIL | 0 |  |  | 19.8978
KOR105 | DN40 (1 5/8") FORGED STEEL VALVE C/W CHECK VALVE | 1 5/8" | FORGED STEEL VALVE C/W CHECK VALVE (gold label) |  | 375.6158
KOR106 | DN50 (2 1/8") FORGED STEEL VALVE C/W CHECK VALVE | 2 1/8" |  |  | 459.3596
KOR107 | DN65 (2 5/8") FORGED STEEL VALVE C/W CHECK VALVE | 2 5/8" |  |  | 560.3448
KOR108 | DN80 (3 1/8") FORGED STEEL VALVE C/W CHECK VALVE | 3 1/8" |  |  | 677.3399
KOR109 | DN100 (4 1/8") FORGED STEEL VALVE C/W CHECK VALVE | 4 1/8" |  |  | 1000
KOR110 | DN40N (1 5/8") FORGED STEEL VALVE | 1 5/8" | FORGED STEEL VALVE (blue label) |  | 307.8818
KOR111 | DN50N (2 1/8") FORGED STEEL VALVE | 2 1/8" |  |  | 408.867
KOR112 | DN65N (2 5/8") FORGED STEEL VALVE | 2 5/8" |  |  | 463.0542
KOR113 | DN80N (3 1/8") FORGED STEEL VALVE | 3 1/8" |  |  | 580.0493
KOR114 | DN100N (4 1/8") FORGED STEEL VALVE | 4 1/8" |  |  | 820.197

## Oil separator
WELLER AIR-COND PARTS ENTERPRISE SDN BHD (613386-K)
DATE :15.1.26
ITEM CODE | MODEL | AIRMENDER ORIGINAL SPARE PARTS | SIZE(inch) | PACKING | (RM) | Picture | A (diameter) | SHELL B (lgth) | SHELL C (lgth) | D | E
AIR001 | QC-205S | Suction accumulator | 5/8" |  | 80.3834 |  | 4 | 8.47 | 1.37 | 1.39 | 2.12
AIR002 | QC-206 |  | 3/4" |  | 105.9803 |  | 5.5 | 10.24 | 1.57 | 3.5 | 3.15
AIR003 | QC-207S |  | 7/8" |  | 102.9116 |  | 5.5 | 10.24 | 1.57 | 3.5 | 3.15
AIR004 | QC-207 |  | 7/8" |  | 118.5542 |  | 5.5 | 12.6 | 1.57 | 4.36 | 3.15
AIR005 | QC-208 |  | 11/8" |  | 160.5422 |  | 6.5 | 15.75 | 1.77 | 7.4 | 3.15
AIR006 | QC-213 |  | 13/8" |  | 193.9978 |  | 6.5 | 20.87 | 2.16 | 9.9 | 3.31
AIR007 | QC-215 |  | 15/8" |  | 239.6606 |  | 6.5 | 22.84 | 2.16 | 10.9 | 3.23
AIR008 | QC-4117 (BIG) |  | 21/8" |  | 576.3052 |  | 8.5 | 28 | 2.36 | 24.2 | 5.12
AIR009 | RA-225(立式) VERTICAL TYPE |  | 25/8" |  | 837.3715 |  | 10.75 | 25.6 | 2.95 | 33.4 | 6.3
AIR010 | RA-231(立式) VERTICAL TYPE |  | 31/8" |  | 1245.7249 |  | 12.75 | 23.62 | 2.95 | 43.19 | 7.09
AIR010.2 | CXQF65-50L (2 5/8") S.ACC |  | 25/8" |  | 1183.3046
AIR010.3 | CXQF76-50L (3 1/8") S.ACC |  | 31/8" |  | 1255.0201
AIR011 | LH-A-231 (B) 3 1/8" S.ACCUMULATOR |  | 31/8" |  | ~
AIR012 | QC 4003-3441280 (4 1/8") S.ACCUMULATOR |  | 41/8" |  | 2321.6867
AIR012.1 | ZTQ-A090T 2 IN1 S.ACCUMULATOR |  | 7/8",1 1/8" |  | 420.7305
AIR012.2 | ZTQ-A110T 3 IN1 S.ACCUMULATOR |  | 7/8",1 3/8" |  | 486.4697
AIR013 | S-4004S | OIL SEPARATORS(UNDETACHABLE) | 1/2" |  | ~ |  | 4 | 8.46 | 1.18 | 1.89
AIR014 | QCS-1/2" OIL SEP |  | 1/2" |  | 125.7393 |  | 4 | 9.64 | 1.18 | 1.89
AIR015 | QCS- 5/8" OIL SEP |  | 5/8" |  | 143.7021 |  | 4 | 13.38 | 1.38 | 1.89
AIR016 | QCS- 7/8" OIL SEP |  | 7/8" |  | 166.4699 |  | 4 | 16.34 | 1.58 | 1.89
AIR017 | QCS- 1 1/8" OIL SEP |  | 11/8" |  | 164.6586 |  | 4 | 17.52 | 1.77 | 1.89
AIR018 | S-4013 |  | 13/8" |  | ~ |  | 4 | 18.7 | 1.97 | 1.97
AIR019 | S-5511 |  | 11/8" |  | 262.4343 |  | 5.5 | 15.55 | 1.77 | 2.76
AIR020 | F-6611Q (7lit , total vol 19.8lit) |  | 13/8" |  | 784.1044 |  | 5.5 | 16.73 | 1.97 | 2.76
AIR021 | F-6613Q (7lit , total vol 19.8lit) |  | 15/8" |  | 805.0161 |  | 5.5 | 17.91 | 1.97 | 2.76
AIR022 | S-6021 |  | 21/8" |  | ~ |  | 6 | 19.3 | 2.4 | 2.99
AIR025 | CD-1011 |  | 11/8" |  | 189.3926 |  | 5 | 7.88 | 1.77 | 1.77
AIR026 | CD-1013 |  | 13/8" |  | 196.2382 |  | 5 | 7.88 | 1.97 | 1.97
AIR031 | CD-2013 |  | 13/8" |  | 215.6338 |  | 5 | 13.78 | 1.97 | 1.97
AIR034 | SAV-2404 | REFRIGERANT HEAT EXCHANGER SUCTION ACCUMULATORS | 1/2" |  | ~ |  | 4 | 8.47 | 1.37 | 1.39 liter
AIR035 | SAV-2405 |  | 5/8" |  | ~ |  |  | 10.83 | 1.37 | 1.9liter
AIR036 | SAV-2406 |  | 3/4" |  | ~ |  | 5.5 | 10.24 | 1.57 | 3.5 liter
AIR037 | SAV-2407 |  | 7/8" |  | ~ |  |  | 12.6 | 1.57 | 4.36 liter
AIR038 | SAV-2411 |  | 1-1/8" |  | 271.5389 |  | 6.5 | 15.57 | 1.77 | 7.4 liter
AIR039 | SAV-2413 |  | 1-3/8" |  | 308.8089 |  |  | 20.87 | 2.16 | 9.9 liter
AIR040 | SAV-2415 |  | 1-5/8" |  | ~ |  |  | 22.84 | 2.16 | 10.9 liter
AIR040.1 | HSAR-411 | ACCUMULATOR WITH RECEIVER | 1/2" , 1 1/8" (4HP-6HP) |  | 535.1406
AIR040.2 | HSAR-513 |  | 5/8" , 1 3/8" (8HP-12HP) |  | 627.3494
AIR040.3 | HSAR-515 |  | 5/8" , 1 5/8" (15HP-20HP) |  | 750.8434
AIR040.4 | HSAR-721 |  | 7/8" , 2 1/8" (25HP-30HP) |  | 1091.6867
AIR041 | OR-6206 (6litres) | OIL RECEIVERS | 3/8" |  | 449.0476
AIR042 | OR-6208 (8litres) |  | 3/8" |  | 546.6667
AIR043 | OR-6210 (10litres) |  | 3/8" |  | 683.3333
AIR044 | OR-6314 (14litres) |  | 3/8" |  | 870.1111
AIR045 | OR-6316 (16litres) |  | 3/8" |  | 902
AIR046 | QC-485T | FILTER SHELL BLUES | 5/8" |  | 175.0086
AIR047 | QC-487T |  | 7/8" |  | 179.8072
AIR048 | QC-489T |  | 11/8" |  | 182.7711
AIR049 | QC-4811T |  | 13/8" |  | 187.7108
AIR050 | QC-4813T |  | 15/8" |  | 187.7108
AIR051 | QC-4817T |  | 21/8" |  | 197.5904
AIR052 | QC-4821T |  | 2 5/8" |  | 204.506
AIR053 | QC-4825T |  | 3 1/8" |  | 217.3494
AIR054 | QC-9611T (2 CORES) |  | 13/8" |  | 237.1084
AIR055 | QC-9613T (2CORES) |  | 15/8" |  | 262.7952
AIR056 | QC-9617T (2CORES) |  | 21/8" |  | 262.7952
AIR057 | QC-9621T (2CORES) |  | 2 5/8" |  | 243.5812
AIR058 | BLR/STAS-9625T (2CORES) |  | 3 1/8" |  | 297.2372
AIR058.1 | QC 20034 (4 1/8") 2CORE |  | 4 1/8" |  | 489.7175
AIR062 | BLR/A-W 55877 (7/8") |  | 7/8" |  | 145.4485
AIR063 | BLR/A-W 55889 (1 1/8") |  | 11/8" |  | 164.6586
AIR064 | BLR/A-W 559011 (1 3/8") |  | 13/8" |  | ~
AIR065 | BLR/A-W 569011 (1 3/8") |  | 13/8" |  | 240.1272
AIR066 | BLR/A-W 569213 (1 5/8") |  | 15/8" |  | ~
AIR067 | BLR/A-W 569417 (2 1/8") |  | 21/8" |  | ~
AIR068 | 1 3/8" (11658) 5200 oil separator | OIL SEPARATOR | 13/8" |  | 425.5792
AIR069 | 1 5/8" (13658) 5200 oil separator |  | 15/8" |  | 497.7757
AIR070 | 2 1/8" 5200 oil separator (152mm) |  | 21/8" |  | ~
AIR071 | 2 1/8" 5200 oil separator (219mm) |  | 21/8" |  | ~
AIR079 | BLR/HSA-2407 | REFRIGERANT HEAT EXCHANGER SUCTION ACCUMULATORS | Suction 7/8" Liquid 1/2" |  | 177.9229
AIR080 | BLR/HSA-2411 |  | Suction 1-1/8" Liquid 5/8" |  | 220.6312
AIR081 | BLR/HSA-2413 |  | Suction 1-3/8" Liquid 3/4" |  | 256.25
AIR082 | BLR/HSA-2415 |  | Suction 1-5/8" Liquid 7/8" |  | 405.7292
AIR083 | BLR/HSA-2417 / QC-4410 |  | Suction 2-1/8" Liquid 7/8" |  | 430.6739
AIR084 | BLR/HSA-2421 |  | Suction 2-5/8" Liquid 7/8" |  | 792.9229
AIR085 | F-6611Q (7lit , total vol 19.8lit) | Oil stored type Oil separator for rack system semi- hermertic | 1 3/8" |  | 793.6667 |  | 165mm d | 765mm h
AIR086 | F-6613Q (7lit , total vol 19.8lit) |  | 1 5/8" |  | 814.8333 |  | 273mm d | 805mm h
AIR087 | 2 1/8" Oil storage separator (7.6l) |  | 21/8" |  | ~ |  | 325mm d | 947mm h
AIR088 | 2 1/8" Oil storage separator (9.2l) |  | 21/8" |  | ~ |  | 377mm d | 991mm h
AIR088.2 | F-8625Q (15lit , total 79lit) |  | 3 1/8" |  | 2498.3333 |  | 325mm d | 882mm h
AIR088.3 | OFD 053 OIL FILTER (3/8") | OIL FILTER | 3/8" |  | 30.8706
AIR088.4 | OFD-084 OIL FILTER (1/2") |  | 1/2" |  | 38.5882
AIR088.5 | OFD-085 OIL FILTER (5/8") |  | 5/8" |  | 39.5529
AIR088.6 | SFT-48Y SUCTION FILTER CORE |  | OIL FILTER & SUCTION FILTER WASHABLE |  | 89.2857
AIR088.7 | Bitzer screw oil filter ZF3060W | bitzer oil filter | 0 |  | 158.2456
AIR088.8 | Refcomp screw oil filter 700358mp | refcomp oil filter | 0 |  | 239.1127
AIR088.9 | QCF-100 SUCTION FILTER CORE |  | SFT-100G |  | 96.4706
AIR088.10 | BLR/F48 SUCTION FILTER CORE |  | 0 |  | 38.4375
AIR088.11 | BITZER screw oil filter shell ZF3072 c/w 7/8" connector |  | 7/8" |  | 532.2129
AIR089 | 163S BURNED FILTER DRIER |  | 0 |  | 43.7012
AIR089.1 | 164S BURNED FILTER DRIER |  | 0 |  | 44.8588
AIR089.2 | 165S BURNED FILTER DRIER |  | 0 |  | 45.3412
AIR089.3 | 305S BURNED FILTER DRIER |  | 0 |  | 69.4588
AIR089.4 | 306S BURNED FILTER DRIER |  | 0 |  | 70.9059
AIR090 | CYF-29L OIL SEPARATOR | External oil separator for screw compressor | 15/8" (30hp-40hp) c/w heater & optical level switch |  | 1512.8968
AIR090.1 | CYF-40L OIL SEPARATOR |  | 15/8" (40hp-50hp) c/w heater & optical level switch |  | 3286.2103
AIR090.2 | CYF-60L OIL SEPARATOR |  | 21/8" (60hp-80hp) c/w heater & optical level switch |  | 3534.2262
AIR090.3 | CYF-90L OIL SEPARATOR |  | 21/8" (90hp-125hp) c/w heater & optical level switch |  | 3025.7937
AIR091 | Oil level regulator 5500-03205 | Oil level regulator | 0 |  | 289.4118
AIR092 | FSP-02 Oil level adapter (4fc - 4cc) | Oil level adapter (4fc - 4cc) | 0 |  | 96.0061
AIR092.1 | FSP-04 Oil level adapter (10hp-15hp sanyo) | Oil level adapter (10hp-15hp sanyo) | 0 |  | 99.0888
AIR092.2 | FSP-05 Oil level adapter (Copeland scroll) | Oil level adapter (Copeland scroll) | 0 |  | 99.0888
AIR094 | FCV-30 | Oil diferential check valve | 30psi |  | 108.9429
AIR095 | F-S1 (vertical) | Cut off valve for oil circuit | 1/4" |  | 23.6661
AIR097 | F-S3 (vertical) |  | 3/8" |  | 23.6661
AIR099 | ZHJT01 | 1/4ods*1/4sae | 0 |  | 9.6657
AIR100 | ZHJT02 | 3/8ods*3/8sae | 0 |  | 11.3946
AIR101 | ZHJT03 | 1/2ods*1/2sae | 0 |  | 13.6735
AIR102 | ZHJT04 | 5/8ods*5/8sae | 0 |  | 17.1312
AIR103 | JT01 (1/4") NUT FITTING |  | 0 |  | 3.7963
AIR103.1 | JT02 (3/8") NUT FITTING |  | 0 |  | 6.4537
AIR103.2 | JT03 (1/2") NUT FITTING |  | 0 |  | 7.5926
AIR103.3 | JT04 (5/8") NUT FITTING |  | 0 |  | 10.6296
AIR104 | GPF45-060-11 (6L/MIN) | 6L / minute | Oil-flow relay |  | 661.3757
AIR105 | GPF45-100-11 (10L/MIN) | 10L / minute | Oil-flow relay |  | 661.3757
AIR106 | Oil flow connector 5/8" | 5/8" | 0 |  | 46.503
AIR107 | Oil flow connector 7/8" | 7/8" | 0 |  | 49.6032
AIR108 | OUT69 Y( 4.5k ,AC110-230V)（Used for Refcomp screw) | Motor protector(for screw compressor,with phase sequence monitoring) | 0 |  | 837.0536
AIR109 | OUT69 Y( 11.4k ,AC110-230V)（Used for Refcomp screw) |  | 0 |  | 837.0536
AIR110 | SE-E1(115/230VAC,Dual supply)(Used fro bitzer screw) | Motor protector(for Bitzer screw compressor,with phase sequence monitoring) | 0 |  | 706.8452
AIR111 | OUT571 (AC110-230V,Dual supply) DP-II | Oil pressure differential | Include: Machine Head(0.65bar/M20x1.5) |  | 411.0863
AIR112 | INT276 LC Kriwan delta p II |  | INT276 LC oil level monitoring |  | ~
AIR113 | OLC-276 (115/230,Dual supply) | Optical Level Switch | Include: M20x1.5 (Monitoring glass prism ) |  | 279.0179
AIR114 | OLC-278 (115/230,Dual supply) | Optical Level Switch | Include: M20x1.5 (Monitoring glass prism ) |  | 307.5
AIR115 | OUT280 (AC230V) | Oil Level Regulator | 0 |  | 622.2944
AIR116 | OUT680A-12/F34 | Oil Level Regulator BITZER | 0 |  | 926.6775
AIR116.1 | OUT680A-12/114 | Oil Level Regulator COPELAND | 0 |  | 1014.6104
AIR116.2 | GPF4710 | Oil Level Regulator | 0 |  | 1488.0952
AIR116.3 | GDP20R | Oil Level Regulator | 0 |  | 967.2619
AIR116.4 | PTC110 (02D512S46) | Oil Level Regulator | 0 |  | 241.8155
AIR116.5 | PTC140 (02D512S36) | Oil Level Regulator | 0 |  | 148.8095
0 | YF-45 | Oil separator | siu lee |  | ~
0 | OC12S6 | Oil condensor | siu lee |  | ~
AIR118 | CM-2203 | DISCHARGES MUFFLERS | 3/8" |  | 80.688
AIR119 | CM-2204 |  | 1/2" |  | 87.576
AIR120 | CM-2205 |  | 5/8" |  | 90.528
AIR121 | CM-2305 |  | 5/8" |  | 202.704
AIR122 | CM-2307 |  | 7/8" |  | 213.528
AIR123 | CM-2311 |  | 1-1/8" |  | 218.448
AIR124 | CM-2411 |  | 1-1/8" |  | 275.52
AIR125 | CM-2413 |  | 1-3/8" |  | 334.56
AIR126 | CM-2415 |  | 1-5/8" |  | 342.432
AIR127 | eco adaptor |  | 0 |  | 80
AIR128 | 7/8" Oil storage separator (3.9l) |  | 7/8 (580mmh * 102mmd) |  | 410.9369
AIR129 | 1 1/8" Oil storage separator (3.9l) |  | 1-1/8 |  | 413.0661
AIR130 | 1 1/8" Oil storage separator (7.6l) |  | 1-1/8 |  | 725.6336
AIR131 | 1 3/8" Oil storage separator (7.6l) |  | 1-3/8 |  | 781.8446
AIR132 | 1 5/8" Oil storage separator (7.6l) |  | 1-5/8 |  | 800.5816
AIR133 | 2 1/8" Oil storage separator (7.6l) |  | 2-1/8 |  | 892.5634
AIR134 | 2 1/8" Oil storage separator (9.2l) |  | 2-1/8 |  | 1172.7669

## HUB
WELLER AIR-COND PARTS ENTERPRISE SDN BHD (613386-K)
DATE :15.1.26
ITEM CODE | PRODUCT | Spec. | DESCRIPTION | PACKING | (RM) | Picture
HUB001 | AH-D-04 | 1/4" | HUB HAND VALVE (FLARE&WELDING) |  | 31.6042
HUB002 | AH-D-06 | 3/8" |  |  | 47.8333
HUB003 | AH-D-08 | 1/2" |  |  | 70.8958
HUB004 | AH-D-10 | 5/8" |  |  | 89.6875
HUB005 | AH-D-12 | 3/4" |  |  | ~
HUB005.11 | 1/2" (HS) TWO WAY VALVE | 1/2" | 2 way water valve (honeywell type) |  | ~
HUB005.12 | 3/4" (HS) TWO WAY VALVE | 3/4" |  |  | 111.6071
HUB005.13 | 1" (HS) TWO WAY VALVE | 1" |  |  | ~
HUB005.14 | 1/2" (HS) THREE WAY VALVE | 1/2" | 3 way water valve (honeywell type) |  | ~
HUB005.15 | 3/4" (HS) THREE WAY VALVE | 3/4" |  |  | 126.8601
HUB005.16 | 1" (HS) THREE WAY VALVE | 1" |  |  | ~
HUB005.17 | DF/F-02-215 (2 way valve) | 1/2" | 2 way water valve (Johnson control type) |  | 106.6468
HUB005.18 | DF/F-02-220 (2 way valve) | 3/4" |  |  | 106.6468
HUB005.19 | DF/F-03-220 (3 way valve) | 1/2" | 3 way water valve (Johnson control type) |  | 130.2083
HUB005.20 | DF/F-03-220 (3 way valve) | 3/4" |  |  | 130.2083
HUB005.21 | SNYCOM MOTOR 230V | 0 | 230v motor |  | 53.8793
HUB005.25 | DQF-B-215 | 1/2" | 2 way water valve |  | ~
HUB005.26 | DQF-B-220 | 3/4" |  |  | ~
HUB005.27 | DQF-B-225 | 1" |  |  | 193.4524
HUB005.28 | DQF-B-232 | 1 1/4" |  |  | 254.2163
HUB005.29 | DQF-B-240 | 1 1/2" |  |  | 341.0218
HUB005.30 | DQF-D-232 | 1 1/4" |  |  | 518.3532
HUB005.31 | DQF-D-240 | 1 1/2" |  |  | 610.119
HUB005.32 | DQF-D-250 | 2" |  |  | 743.4276
HUB005.33 | DQF-B-315 | 1/2" | 3 way water valve 电动三通球阀 |  | ~
HUB005.34 | DQF-B-320 | 3/4" |  |  | ~
HUB005.35 | DQF-B-325 | 1" |  |  | 218.254
HUB005.36 | DQF-B-332 | 1 1/4" |  |  | 272.8175
HUB005.37 | DQF-B-340 | 1 1/2" |  |  | 372.0238
HUB005.38 | DQF-D-332 | 1 1/4" |  |  | 545.6349
HUB005.39 | DQF-D-340 | 1 1/2" |  |  | 644.8413
HUB005.40 | DQF-D-350 | 2" |  |  | 806.0516
HUB005.41 | DQF-B (small motor) | 0 |  |  | 81.8452
HUB005.42 | DQF-DK (big motor) | 0 |  |  | 354.6627
HUB005.43 | WKJ-01 | 0 | Room thermostat 机械式温控开关 |  | ~
HUB006 | V 01 (V01-V06) MT22,MT28 | 3/8" | MANEUROP SERVICE VALVE |  | 32.0312
HUB007 | V 02 (V02 -V04) MT80~MT125 | 1 1/8" |  |  | 92.5347
HUB008 | V 03 (1 3/8") | 1 3/8" |  |  | 96.0938
HUB009 | V 04 (V04 -V07) MT44~MT80 | 3/4" |  |  | 58.724
HUB010 | V 05 (V05-V02) MT 100~MT160 | 7/8" |  |  | 58.724
HUB011 | V 06 (V06-V09) MT32~MT40 | 1/2" |  |  | 32.0312
HUB012 | V 07 (V04 -V07) MT44~MT72 | 7/8" |  |  | 60.5035
HUB013 | V 08 (RECEIVER TANK) | 5/8" |  |  | 33.8108
HUB014 | V 09 (V06-V09) MT32~MT40 | 5/8" |  |  | 33.8108
HUB014.1 | V 38 (1 5/8") | 1 5/8" |  |  | 155.595
HUB014.2 | V 39 (2 1/8") VALVE | 2 1/8" |  |  | 232.1625
HUB015 | FW1 Rotalock Connection For V01/V06/V08 | 22mm(d) x 32mmlgth | CONNECTION SERVICE VALVE |  | 5.125
HUB016 | FW2 Rotalock Connection For V04/V05/V09 | 28mm(d) x 32mmlgth |  |  | ~
HUB017 | FW3 Rotalock Connection For V02/V03/V07 | 41mm(d) x 32mmlgth |  |  | ~
HUB018 | FW4(90MM)Rotalock Connection For V04/V05/V09 | 28mm(d) x 90mmlgth |  |  | ~
HUB019 | FW5(90MM) Rotalock Connection For V02/V03/V07 | 41mm(d) x 90mmlgth |  |  | ~
HUB019.1 | PW1 Connection,1 1/4" 16mm | 0 |  |  | 7.5167
HUB019.2 | PW2 Connection, 1 1/4" 22mm | 0 |  |  | 11.9583
HUB019.3 | PW3 Connection 1 3/4" 26mm | 0 |  |  | 14.9479
HUB019.4 | PW3-1 Connection 1 3/4" 28mm | 0 |  |  | 14.9479
HUB020 | SA-602 | 1/4" | Split Air-Conditioner Valve |  | 19.7917
HUB021 | SA-603 | 3/8" |  |  | 25.744
HUB022 | SA-604 | 1/2" |  |  | 31.994
HUB023 | SA-605 | 5/8" |  |  | 47.619
HUB024 | SA-606 | 3/4" |  |  | 64.7321
HUB025 | SA-607 welding | 7/8" |  |  | 108.631
HUB025.1 | 2 HOLE DISTRIBUTOR | 5/8" * 1/4" | COPPER DISTRIBUTOR |  | 18.1878
HUB025.2 | 3 HOLE DISTRIBUTOR | 5/8" * 1/4" |  |  | 18.1878
HUB025.3 | 4 HOLE DISTRIBUTOR | 5/8" * 1/4" |  |  | 18.1878
HUB025.4 | 5 HOLE DISTRIBUTOR | 5/8" * 1/4" |  |  | 18.1878
HUB025.5 | 6 HOLE DISTRIBUTOR | 5/8" * 1/4" |  |  | 18.1878
HUB025.6 | 7 HOLE DISTRIBUTOR | 5/8" * 1/4" |  |  | 18.1878
HUB025.7 | 8 HOLE DISTRIBUTOR | 5/8" * 1/4" |  |  | 18.1878
HUB025.8 | 9 HOLE DISTRIBUTOR | 5/8" * 1/4" |  |  | 18.1878
HUB025.9 | 10 HOLE DISTRIBUTOR | 3/4" * 1/4" |  |  | 29.7619
HUB025.10 | 11 HOLE DISTRIBUTOR | 3/4" * 1/4" |  |  | 29.7619
HUB025.11 | 12 HOLE DISTRIBUTOR | 3/4" * 1/4" |  |  | 29.7619
HUB025.12 | 14 HOLE DISTRIBUTOR | 3/4" * 1/4" |  |  | 57.8704
HUB025.13 | 16 HOLE DISTRIBUTOR | 3/4" * 1/4" |  |  | 57.8704
HUB025.14 | 18 HOLE DISTRIBUTOR | 3/4" * 1/4" |  |  | 57.8704
HUB025.15 | 20 HOLE DISTRIBUTOR | 3/4" * 1/4" |  |  | 79.3651
HUB025.16 | 22 HOLE DISTRIBUTOR | 7/8" * 1/4" |  |  | 79.3651
HUB025.17 | 24 HOLE DISTRIBUTOR | 7/8" * 1/4" |  |  | 90.9392
HUB026 | SU-04 (1/4" ACCESS VALVE 60mm) | 60mm | Solder Tube Union (With Valve core & copper tube) |  | 4.0814
HUB027.1 | SU-06 (3/8" ACCESS VALVE 100mm) | 100MM | Solder Tube Union (With Valve core & copper tube) |  | 7.6373
HUB027.2 | 1/4" OR 5/16" VALVE CORE REMOVER (R22,R410A,R404A,R407C) |  |  |  | 52.0833
HUB026.1 | 1/4" flare nut caster | 0 |  |  | 2.5625
HUB026.2 | 3/8" flare nut caster | 0 |  |  | 5.2958
HUB026.3 | 1/2" flare nut caster | 0 |  |  | 6.4062
HUB026.4 | 5/8" flare nut caster | 0 |  |  | 8.3708
HUB026.5 | 3/4" flare nut caster | 0 |  |  | 10.25
HUB026.6 | 1/4" cap nut | 0 |  |  | 2.6091
HUB026.7 | 1/8" NPT PLUG | 0 |  |  | 1.9219
HUB026.8 | 1/4" NPT PLUG | 0 |  |  | 3.2031
HUB026.9 | 3/8" NPT PLUG | 0 |  |  | 5.7656
HUB026.10 | 1/2" NPT PLUG | 0 |  |  | 9.9083
HUB026.11 | 3/4" NPT PLUG | 0 |  |  | 12.5278
HUB026.12 | 1" NPT PLUG | 0 |  |  | 18.9113
HUB026.13 | 1/4x1/8 NPT UNION | 0 |  |  | 2.5625
HUB026.14 | 1/4x1/4 NPT UNION | 0 |  |  | 3.5875
HUB026.15 | 1/4x3/8 NPT UNION | 0 |  |  | 5.33
HUB026.16 | 1/4x1/2 NPT UNION | 0 |  |  | 9.3275
HUB026.17 | 3/8x1/4 NPT UNION | 0 |  |  | 9.3275
HUB026.18 | 1/2 NPT X 3/8 FLARE FEMALE UNION | 0 |  |  | 7.8925
HUB026.19 | 3/8 x 1/4 NPT ELBOW (OS) | 0 |  |  | 10.25
HUB026.20 | 1/4 BRASS NUT (OS) | 0 |  |  | 3.8248
HUB026.21 | 3/8 BRASS NUT (OS) | 0 |  |  | 7.1031
HUB026.22 | 1/4 WELDING ACCESS VALVE | 0 |  |  | 4.4727
HUB027 | AH-627-04*02 (1/8npt x 1/4" union c/w core) | 1/4" Tube O.D. in, 1/8" Pipe Thd in. | MALE UNION (With Valve Core) |  | 5.2182
HUB028 | AH-627-04*04 (1/4npt x 1/4" union c/w core) | 1/4" Tube O.D. in, 1/4" Pipe Thd in. |  |  | 6.0568
HUB028.1 | 1/8npt x 1/4" npt fitting union c/w lock | 0 |  |  | 24.9594
HUB028.2 | 1/4npt x 1/4" npt fitting union c/w lock | 0 |  |  | 7.2682
HUB029 | UT-221 | 1/8" NPT, 1/4" SAE, 1/4" SAE | 3-way tube Union(With MNPT) |  | 7.4545
HUB030 | UT-222 | 1/4" NPT, 1/4" SAE, 1/4" SAE |  |  | 7.4545
HUB031 | RV-04×04 | 1/4" NPT * 1/4" SAE | Receiver Valve |  | 27.4886
HUB032 | RV-04×06 | 1/4" NPT * 3/8" SAE |  |  | 27.4886
HUB033 | RV-06×04 | 3/8" NPT * 1/4" SAE |  |  | 27.4886
HUB034 | RV-06×06 | 3/8" NPT * 3/8" SAE |  |  | 41.9318
HUB035 | RV-08×08 | 1/2" NPT * 1/2" SAE |  |  | 41.9318
HUB036 | RV-12×10 | 3/4" NPT * 5/8" SAE |  |  | 83.8636
HUB037 | RV-12×12 | 3/4" NPT * 3/4" SAE |  |  | 85.7273
HUB038 | AH-466 | 1/4" SAE Without Gauge | SINGLE GAUGE VALVE ONLY |  | 22.6354
HUB039 | AH-467 | 1/4" SAE Without Gauge |  |  | 23.0625
HUB040 | AH-468 | 1/4" SAE Without Gauge |  |  | ~
HUB041 | RG-BS | For R22, R134, R404 | Low Pressure Gauge |  | 21.3542
HUB042 | RG-RS | For R22, R134, R404 | High Pressure Gauge |  | 23.9167
HUB043 | RG-410a-500aY70 | For R410A | Low Pressure Gauge |  | 21.3542
HUB044 | RG-410a-800aY71 | For R410A | High Pressure Gauge |  | 21.3542
HUB044.1 | RUBBER GAUGE COVER | 0 |  |  | 4.2708
HUB044.2 | VMG-2-R22-B VALUE MANIFOLD GAUGE SET | 0 |  |  | 205.1113
HUB044.3 | VRM2-B-0101I VALUE DIGITAL MANIFOLD GAUGE SET | ALL KIND REF GAS |  |  | 964.7059
HUB044.4 | VRM2-B-0401 VALUE MANIFOLD GAUGE SET | 0 |  |  | 296.8326
HUB044.5 | VEF-1 VALUE ELECTRIC FLARING TOOL | 1/4 - 3/4 |  |  | 1038.914
HUB044.6 | VALUE DRAIN PUMP M1 | 0 |  |  | 192.9412
HUB044.7 | Electronic refrigerant scale VES-100B | 0 |  |  | 838.552
HUB044.8 | Electronic refrigerant scale VES-50B | 0 |  |  | 754.5484
HUB044.9 | Vaccum gauge VMV-1 | 0 |  |  | 556.5611
HUB044.10 | Sound meter VMS-1 | 0 |  |  | 224.9991
HUB048 | REPAIR KIT (RUBBER) | 0 |  |  | 6.6324
HUB049 | AH-560G C/W hose 1.5m | 0 | Testing Manifold (With Sight glass & gauges & charging hose) gauge:R410A hose:5FT R410A |  | 178.0995
HUB049.01 | AH-336-RYB(R22,507) | 3-36" Set | Charging Hoses for R-12 |  | 32.9608
HUB050 | AH-360-RYB(R22,507) | 3-60" Set |  |  | 76.3725
HUB051 | AH-372-RYB(R22,507) | 3-72" Set |  |  | 82.8039
HUB052 | AH-396-RYB(R22,507) | 3-96" Set |  |  | 96.4706
HUB053 | AHA-20ft-RYB(R22,507) per lgth | 3-20FT Set |  |  | 366.5882
HUB058 | R-04*05 (R134A) | 1/4" SAE(F) * 5/16" | CONVERSION ADAPTOR |  | 4.6591
HUB46.1 | SN1-04 | 1/4" | Long Nut |  | 2.1432
HUB46.2 | SN1-05 | 5/16" |  |  | 2.8886
HUB46.3 | SN1-06 | 3/8" |  |  | 4.7523
HUB46.4 | SN1-08 | 1/2" |  |  | 7.6409
HUB46.5 | SN1-10 | 5/8" |  |  | 9.6909
HUB46.6 | SN1-12 | 3/4" |  |  | 17.3505
HUB46.7 | SN2-04 | 1/4" | Short Nut |  | 2.1245
HUB46.8 | SN2-05 | 5/16" |  |  | 2.2736
HUB46.9 | SN2-06 | 3/8" |  |  | 4.1186
HUB46.10 | SN2-08 | 1/2" |  |  | 5.7586
HUB46.11 | SN2-10 | 5/8" |  |  | 7.0259
HUB46.12 | SN2-12 | 3/4" |  |  | 12.3559
HUB46.13 | CN3-04 | 1/4" | Cap Nut |  | 2.2364
HUB46.14 | CN3-05 | 5/16" |  |  | 2.46
HUB46.15 | CN3-06 | 3/8" |  |  | 4.2118
HUB46.16 | CN3-08 | 1/2" |  |  | 6.15
HUB46.17 | CN3-10 | 5/8" |  |  | 7.6223
HUB46.18 | CN3-12 | 3/4" |  |  | 13.5114
HUB062 | AH-900MM | 1/4" | CAP TUBE |  | 11.8269
HUB063 | AH-1200MM | 1/4" |  |  | 15.375
HUB45.3 | N-04 | 1/4" | Forged Brass Nut |  | 2.05
HUB45.4 | N-06 | 3/8" |  |  | 3.7273
HUB45.5 | N-08 | 1/2" |  |  | 4.9386
HUB45.6 | N-10 | 5/8" |  |  | 5.9636
HUB45.7 | N-12 | 3/4" |  |  | 10.25
HUB45.8 | N-14 | 7/8" |  |  | 16.3068
HUB45.9 | U-04 | 1/4" | Union |  | 2.3295
HUB45.10 | U-05 | 5/16" |  |  | 5.6841
HUB45.11 | U-06 | 3/8" |  |  | 9.3182
HUB45.12 | U-08 | 1/2" |  |  | 13.9773
HUB45.13 | U-10 | 5/8" |  |  | 13.9773
HUB45.14 | U-12 | 3/4" |  |  | 32.6136
HUB45.15 | SV-04x04 | 1/4" SAE | Steel Service Valves |  | 39.1364
HUB45.16 | SV-06x06 | 3/8" SAE | Steel Service Valves |  | 45.1932
HUB45.17 | SV-08x08 | 1/2" SAE | Steel Service Valves |  | 48.4545
HUB45.18 | SV-10x10 | 5/8" SAE | Steel Service Valves |  | 51.25
HUB45.19 | SV-12x12 | 3/4" SAE | Steel Service Valves |  | 66.1591
HUB45.20 | SV-14x14 | 7/8"welding | Steel Service Valves |  | 84.7955
HUB064 | AH-632 HUB | A/C 220V | Ventilators port |  | 76.3725
HUB064.1 | WA-632 CHINA |  | Ventilators port
HUB065 | AH-634 | A/C 220V | Ventilators port |  | 683.3333
HUB065.1 | WA-634 Square type big |  | Ventilators port
HUB066 | AH-1238S | 0 | Reversible Cam-Lift Hinge (With Spring)(Per Pair) |  | 155.5977
HUB067 | AH-1238N | 0 | Reversible Cam-Lift Hinge (Without Spring)(Per Pair) |  | 140.038
HUB067.1 | AH-1230S | 0 | Reversilbe Cam-Lift Hinge with spring (per pair) |  | 185.1613
HUB067.2 | AH-1230N | 0 | Reversilbe Cam-Lift Hinge w/o spring (per pair) |  | 157.1537
HUB067.3 | HS-1140 |  | Reversilbe Cam-Lift Hinge w/o spring (per pair) |  | 122.549
HUB068 | AH-838 | AH-838A AH-838B AH-838C AH-838D | Safety Latches & Inside Release Handles |  | 222.0355
HUB069 | AH-1178 | Safety Latches & Inside Release Handles | AH-1178 HANDLE |  | 129.8643
HUB069.1 | HS-1178A | Safety Latches & Inside Release Handles | HS-1178A HANDLE |  | 89.1266
HUB069.10 | HS-1178S (short thickness) | Safety Latches & Inside Release Handles | HS-1178S HANDLE |  | 82.4906
HUB069.2 | HS-1178B DOUBLE HANDLE | Safety Latches & Inside Release Handles 45-70mm |  |  | 264.5503
HUB069.3 | HS-1180 | Safety Latches & Inside Release Handles |  |  | ~
HUB070 | AH-1460 | 0 | AH-1460 Reach-in Door Hinge (Per Pair) 9" |  | ~
HUB070.1 | HS-1460C | 0 | Reach-in Door Hinge (Per Pair) 9" |  | 79.3651
#REF! | #REF! | #REF! | Reach-in Door Hinge Black(Per Pair) 9" |  | #REF!
#REF! | #REF! | #REF! | Reach-in Door Hinge s/steel(Per Pair) 9" |  | #REF!
HUB071 | AH-1179 | Safety Latches & Inside Release Handles | AH-1179 HANDLE |  | 241.1765
HUB071.1 | HS-1179 | Safety Latches & Inside Release Handles | HS-1179 HANDLE |  | 233.4267
HUB072 | AH-1450 | 0 | AH-1450 Reach-in Door Hinge (Per Pair) 12" |  | 161.2437
HUB073 | AH-1470 | 0 | AH-1450 Reach-in Door Hinge (Per Pair) 13" |  | 203.2773
HUB073.1 | HS-1470 (70mm) | 0 | HS-1470 Reach-in Door Hinge(Per Pair) |  | 121.3819
HUB074 | AH-1600 | 0 | Safety Latches & Inside Release Handles |  | 153.4759
HUB075 | AH-1132 | 0 | Edgemount Cam-lift Hinge |  | 49.1123
HUB076 | AH-1334 | 0 | Edgemount Hinges |  | 44.2157
HUB076.1 | HK-4001,4100 | 0 | Italy handle set |  | 203.7179
HUB076.2 | HS-1191 HINGES (PER PAIR) | 0 | Reversible reach in cam lift hinges |  | 75.4148
HUB076.3 | HS-1128 HINGES (PER PAIR) black | 0 |  |  | 117.1378
HUB076.4 | HS-1199 HANDLE | 0 |  |  | 145.8917
HUB077 | AH-1800 | ITALY DESIGN | Safety Latches & Inside Release Handles |  | 175.4011
HUB078 | HS-1139 HINGES (PER PAIR)s/steel | ITALY DESIGN | Hinge S/Steel |  | 205.2545
HUB078.1 | HS-01 CONTENA LOCK ACC | 0 |  |  | 381.971
HUB079 | AH-1161S Camlift hinges c/w spring | 0 | Reversible Camlift Hinge (Without Spring) |  | 237.8499
HUB080 | AH-1161N non camlift hinges | 0 | Reversible Hinge (Without Spring, Non-Camlift) |  | 219.2513
HUB081 | AH-1161NCL Camlift hinges | 0 | Reversible Hinge (Without Spring, Non-Camlift) |  | 219.2513
HUB081.1 | AH-1162 | 0 | Hydraulic Door Closer |  | 123.268
HUB081.2 | HS-608-1 | 0 | Sliding door safety lock |  | 56.5476
HUB081.3 | HS-608-2 | 0 | Sliding door safety lock |  | 56.5476
HUB081.31 | SD-650 Medium sliding door | 0 | Medium Sliding Door Fitting Assembly |  | 669.6429
HUB081.32 | Railway aluminium frame 6.5m | 50lgth | Medium size upper orbit 5.5 m + hollow track |  | 562.5
HUB081.33 | Side rail aluminium frame 6m | 30 | Side track 6.2 meter |  | 312.5
HUB081.34 | Internal frame aluminium frame 6m | 60 | Medium size upper orbit 6.5 m + hollow track |  | 468.75
HUB081.4 | TM-3.2 | 0 | frezzer hinges (135mm) |  | 10.6957
HUB081.5 | TM-4.0H | 0 | frezzer hinges (145mm) |  | 13.7649
HUB081.6 | TM-4.0L | 0 | frezzer hinges (175*50*45mm) |  | 15.811
HUB081.7 | TM-5.0 | 0 | frezzer hinges (146mm) |  | 14.5089
HUB081.8 | TM-5.0XL | 0 | frezzer hinges (165mm) |  | 15.718
HUB081.11 | CAM LOCK | L:38, W:26 | FASTENER |  | 4.8363
HUB082 | AH-1500 | 0 | Supplemental Hardware |  | 38.95
HUB083 | AH-1332 | 0 | Edgemount Hinges (Per Pair) |  | 30.75
HUB083.1 | AH-1336 | 0 | Edgemount Hinges (Per Pair) |  | 30.75
HUB084 | AH-712 | 0 | Leaf Hinge (Per Pair) |  | 35.8319
HUB085 | AH-711 | 0 | Lever & Roller Latches |  | 37.8992
HUB085.1 | AH-1300 | 0 | Lever & Roller Latches |  | 34.1667
HUB086 | AH-1200 | 0 | Edgemount Mechanical Latches |  | 68.3333
HUB087 | AH-352 | 0 | Steel Fin Straightener |  | 8.2
HUB088 | AH-351 | 0 | Fin Straightener |  | 13.8375
HUB089 | AH-102-04 | 1/4" | Spring-Type Tube Benders |  | 3.4167
HUB090 | AH-102-05 | 5/16" |  |  | 3.4167
HUB091 | AH-102-06 | 3/8" |  |  | 3.8438
HUB092 | AH-102-08 | 1/2" |  |  | 4.2708
HUB093 | AH-102-10 | 5/8" |  |  | 6.4917
HUB094 | AH-102-12 | 3/4" |  |  | 7.8583
HUB094.1 | Inner spring bender 3/8" | 3/8" | Inner spring bender |  | 9.8829
HUB094.2 | Inner spring bender 1/2" | 1/2" |  |  | 11.2948
HUB094.3 | Inner spring bender 5/8" | 5/8" |  |  | 14.1185
HUB094.4 | Inner spring bender 3/4" | 3/4" |  |  | 16.9421
HUB095 | AH-369 | 0 | 4-in-one Tube Benders |  | 32.1569
HUB096 | AH-368A-05-90 | 0 | 3-in-1 Tube Bender |  | 32.1569
HUB097 | AH-368A-05-180 | 0 |  |  | 32.1569
HUB098 | AH-364A-04 | 1/4" | Tube Bender |  | 40.1961
HUB099 | AH-364A-05 | 5/16" |  |  | 44.2157
HUB100 | AH-364A-06 | 3/8" |  |  | 82
HUB101 | AH-364A-08 | 1/2" |  |  | 111.7451
HUB102 | AH-364A-10 | 5/8" |  |  | 120.5882
HUB103 | AH-364A-12 | 3/4" |  |  | 124.6078
HUB103.1 | AH-364A-14 | 7/8" |  |  | ~
HUB103.2 | CT-364A-06 TUBE BENDER | 3/8" | CHINA TUBE BENDER |  | 39.8639
HUB103.3 | CT-364A-08 TUBE BENDER | 1/2" |  |  | 50.4942
HUB103.31 | CT-364A-10 TUBE BENDER | 5/8" |  |  | 0
HUB103.4 | CT-364A-12 TUBE BENDER | 3/4" |  |  | 86.3717
HUB103.5 | CT-364A-14 TUBE BENDER | 7/8" |  |  | 108.9314
HUB104 | AH-193 | 0 | Swaging Punches Kit |  | 19.2941
HUB105 | AH-94 | 0 | AH-94 3-in-1 Swaging Punch 1/2" -7/8" |  | 11.6569
HUB106 | AH-95 | 0 | AH-95 All-in-one Swaging Punch 1/4" - 5/8" |  | 14.0686
HUB107 | AH-96 | 0 | AH-96 All-in-one Swaging Punch 1/4" - 3/4" |  | 21.7059
HUB108 | AH-275 | 0 | 45° Flaring & Cutting Kit |  | 88.4314
HUB109 | CT-278 | 0 | 45°Flaring & Swaging Kit |  | 97.7124
HUB110 | CT-806 | 0 | flaring tool |  | 87.535
HUB111 | CT-100A | 3/8" ~ 1-1/8" | Tube expanding |  | 435.7255
HUB111.1 | CT-100AL | 3/8~1-5/8 | Tube expanding |  | 876.2745
HUB112 | CT-300A | 3/8~1-1/8 | Tube expanding |  | 852.1569
HUB113 | CT-300AL | 3/8~1-5/8 | Tube expanding |  | 1209.902
HUB114 | 100A-01 | 3/8" | Expander head |  | 105.2406
HUB115 | 100A-02 | 1/2" |  |  | 105.2406
HUB116 | 100A-03 | 5/8" |  |  | 105.2406
HUB117 | 100A-04 | 3/4" |  |  | 105.2406
HUB118 | 100A-05 | 7/8" |  |  | 105.2406
HUB119 | 100A-07 | 1-1/8" |  |  | 175.4011
HUB120 | 100A-09 | 1 3/8" |  |  | 175.4011
HUB121 | 100A-11 | 1 5/8" |  |  | 175.4011
HUB121.1 | Hydraulic thimble | 0 |  |  | 39.4652
HUB122 | AH-E800AL | 1/4"~3/4" | CORDLESS ECCENTRIC CONE FLARING TOOL |  | 905.3394
HUB123 | E800A-01 | 1/4" | ECCENTRIC CONE FLARING TOOL |  | 84.8941
HUB124 | E800A-03 | 3/8" |  |  | 84.8941
HUB125 | E800A-04 | 1/2" |  |  | 84.8941
HUB126 | E800A-05 | 5/8" |  |  | 84.8941
HUB127 | E800A-06 | 3/4" |  |  | 84.8941
HUB127.1 | WK-T800 Tee-Extractor Sets (3/8"-1 1/4") | Tee-Extractor Sets (3/8"-1 1/4") |  |  | 1784.7059
HUB128 | AH-127/128 CUTTER WHEEL | 0 | cutter wheel |  | 2.8472
HUB129 | AH-107/206 CUTTER WHEEL | 0 | cutter wheel |  | 3.2031
HUB130 | AH-105/274 CUTTER WHEEL | 0 | cutter wheel |  | 3.2031
HUB131 | AH-127 | For Φ1/8" to 5/8" | Tube Cutter |  | 10.8529
HUB132 | AH-128 | For Φ1/8" to 7/8" | Tube Cutter |  | 10.451
HUB133 | AH-174 | For Φ1/8" to 1-1/8" (3-28mm) | Tube Cutter |  | 14.4706
HUB134 | AH-274 | For 1/8"-1 1/8" | Tube Cutter |  | 23.7157
HUB135 | AH-312 | For 1/4"-1-5/8"O.D.tubing | Tube Cutter |  | 172.2
HUB136 | AH-105 | For 1/8"-1-3/8"O.D.tubing | Tube Cutter |  | 20.098
HUB137 | AH-107 | For 1/4"-2"O.D tubing | Tube Cutter |  | 45.0196
HUB138 | AH-206 | For 3/8"-2-5/8"O.D.tubing | Tube Cutter |  | 633.8922
HUB139 | AH-532 | For Φ3/16" to 1-1/4" (5-32mm) | Tube Cutter |  | 61.902
HUB140 | AH-650 | For Φ1/4" to 2" (6-50mm) | Tube Cutter |  | 67.5294
HUB141 | AH-201 | 7" Can pinch off copper tubing instatly | Pinch-off Plier |  | 16.8824
HUB142 | AH-122 | 1/4” , 3/8” , 3/16” , 5/16” | Ratchet Wrench |  | 14.4706
HUB143 | AH-123 | 1/4” , 3/16” , 9/16” , 1/2” | Ratchet Wrench |  | 20.902
HUB144 | AH-208 Plastic | 0 | Inner-Outer Reamer |  | 10.6118
HUB145 | AH-203 | 0 | Capillary Tube Cutter |  | 16.4
HUB146 | AH-207 | 0 | Deburrer |  | 13.9346
HUB147 | AH-303 | 0 | Pick up tools |  | 11.2549
HUB148 | AH-302 | 0 | Ratractable mirror |  | 11.2549
0 | DN-04 | 1/4" | Swivel Double Nut Kit |  | 10.9821
0 | DN-06 | 3/8" |  |  | 10.9821
0 | DN-08 | 1/2" |  |  | 9.3196
0 | DN-10 | 5/8" |  |  | 10.9399
0 | DN-12 | 3/4" |  |  | 21.4287
0 | DN-14 | 7/8" |  |  | 26.4957
HUB149 | AHK-052 | 1/4"(Filter drier) |  |  | 17.5714
HUB150 | AHK-083 | 3/8"(Filter drier) |  |  | 22.7778
HUB150.1 | AHK-052S | 1/4"(Filter drier) |  |  | 15.6055
HUB150.2 | AHK-083S | 3/8"(Filter drier) |  |  | 18.2605
HUB151 | LFRG-500 | (0-500PSI) | REFRIGERATION GAUGE(轴向) |  | 30.4383
HUB152 | LFRG-250 | (0-250PSI) |  |  | 30.4383
HUB153 | SFRG-500B | (0-500PSI) | REFRIGERATION GAUGE(轴向) |  | 33.4821
HUB154 | SFRG-250B | (0-250PSI) |  |  | 33.4821
HUB155 | AH-701 | Flow Capacity Tons:1 | Shell And Coil Condensers |  | 495.4167
HUB156 | AH-702 | Flow Capacity Tons:2 |  |  | 597.9167
HUB157 | AH-703 | Flow Capacity Tons:3 |  |  | 914.6154
HUB158 | AH-705 | Flow Capacity Tons:5 |  |  | 1781.9231

## fitting
WELLER AIR-COND PARTS ENTERPRISE SDN BHD (613386-K)
DATE :15.1.26
ITEM CODE | MODEL | NAME | SIZE | Weight product (g) | PACKING | DEALER CASH (RM) -5% | Product picture
FI001 | 100CP16A | COPPER SOCKET | 5/8 COUPLING | 10.5 |  | 1.8617
FI002 | 100CP19A |  | 3/4 COUPLING | 16.5 |  | 2.9119
| 100CP22A |  | 7/8 COUPLING | 23 |  | 4.0234
FI004 | 100CP28A |  | 1-1/8 COUPLING | 47 |  | 6.8078
FI005 | 100CP35A |  | 1-3/8 COUPLING | 63 |  | 9.1833
FI006 | 100CP42A |  | 1-5/8 COUPLING | 97 |  | 14.1158
FI007 | 100CP54A |  | 2-1/8 COUPLING | 178 |  | 25.8904
FI008 | 100CP67A |  | 2-5/8 COUPLING | 260 |  | 38.9624
FI009 | 100CP80A |  | 3-1/8 COUPLING | 400 |  | 61.8108
FI010 | 0 |  | 4-1/8 COUPLING | 880 |  | 135.032
0 | 102CP06-03 | COPPER REDUCER C X C 异径直接 承插口 | 1/4x1/8 REDUCER | 2.2 |  | 0.94466
FI011 | 102CP10-06 |  | 3/8x1/4 REDUCER | 3.8 |  | 1.1163
FI012 | 102CP13-10 |  | 1/2x3/8 REDUCER | 5.6 |  | 1.318
0 | 102CP13-06 |  | 1/2x1/4 REDUCER | 5.8 |  | 1.3275
FI013 | 102CP16-13 |  | 5/8x1/2 REDUCER | 10 |  | 2.0189
FI014 | 102CP16-10 |  | 5/8x3/8 REDUCER | 10.5 |  | 2.0529
FI015 | 102CP19-16 |  | 3/4x5/8 REDUCER | 16 |  | 3.0008
FI016 | 102CP19-13 |  | 3/4x1/2 REDUCER | 16 |  | 3.0008
FI017 | 102CP19-10 |  | 3/4x3/8 REDUCER | 16 |  | 3.0008
FI018 | 102CP22-19 |  | 7/8x3/4 REDUCER | 22 |  | 4.1739
FI019 | 102CP22-16 |  | 7/8x5/8 REDUCER | 22 |  | 4.1739
FI020 | 102CP22-13 |  | 7/8x1/2 REDUCER | 22 |  | 4.1739
FI021 | 102CP22-10 |  | 7/8x3/8 REDUCER | 22 |  | 4.1739
FI022 | 102CP28-22 |  | 1-1/8x7/8 REDUCER | 45 |  | 6.7969
FI023 | 102CP28-19 |  | 1-1/8x3/4 REDUCER | 38 |  | 6.3204
FI024 | 102CP28-16 |  | 1-1/8x5/8 REDUCER | 38 |  | 6.3204
FI025 | 102CP28-13 |  | 1-1/8x1/2 REDUCER | 35 |  | 6.2186
FI026 | 102CP35-28 |  | 1-3/8x1-1/8 REDUCER | 62 |  | 9.5136
FI027 | 102CP35-22 |  | 1-3/8x7/8 REDUCER | 52 |  | 8.924
FI028 | 0 |  | 1-3/8x3/4 REDUCER | 0 |  | 5.6802
FI028.01 | 102CP35-16 |  | 1-3/8x5/8 REDUCER | 62 |  | 9.912
FI029 | 102CP42-35 |  | 1-5/8x1-3/8 REDUCER | 90 |  | 14.0378
FI030 | 102CP42-28 |  | 1-5/8x1-1/8 REDUCER | 85 |  | 13.7429
FI031 | 102CP42-22 |  | 1-5/8x7/8 REDUCER | 81 |  | 13.5048
FI032 | 102CP42-16 |  | 1-5/8x5/8 REDUCER | 74 |  | 13.3243
FI033 | 102CP54-42 |  | 2-1/8x1-5/8 REDUCER | 152 |  | 24.223
FI034 | 102CP54-35 |  | 2-1/8x1-3/8 REDUCER | 150 |  | 23.973
FI035 | 102CP54-28 |  | 2-1/8x1-1/8 REDUCER | 144 |  | 24.0882
0 | 102CP54-22 |  | 2-1/8x7/8 REDUCER | 140 |  | 23.8728
0 | 102CP54-16 |  | 2-1/8x5/8 REDUCER | 132 |  | 23.7039
FI036 | 102CP67-54 |  | 2-5/8x2-1/8 REDUCER | 285 |  | 44.1588
FI037 | 102CP67-42 |  | 2-5/8x1-5/8 REDUCER | 245 |  | 42.0848
0 | 102CP67-35 |  | 2-5/8x1-3/8 REDUCER | 245 |  | 42.654
0 | 102CP67-28 |  | 2-5/8x1-1/8 REDUCER | 245 |  | 42.9386
FI038 | 102CP80-67 |  | 3-1/8x2-5/8 REDUCER | 410 |  | 67.2724
FI039 | 102CP80-54 |  | 3-1/8x2-1/8 REDUCER | 375 |  | 65.2086
0 | 102CP80-42 |  | 3-1/8x1-5/8 REDUCER | 352 |  | 64.8952
0 | 102CP80-35 |  | 3-1/8x1-3/8 REDUCER | 352 |  | 64.8952
0 | 102CP92-80 |  | 3-5/8x3-1/8 REDUCER | 600 |  | 97.1897
0 | 102CP92-67 |  | 3-5/8x2-5/8 REDUCER | 600 |  | 98.3281
0 | 102CP92-54 |  | 3-5/8x2-1/8 REDUCER | 450 |  | 92.3291
0 | 102CP105-92 |  | 4-1/8x3-5/8 REDUCER | 900 |  | 146.6383
0 | 102CP105-80 |  | 4-1/8x3-1/8 REDUCER | 900 |  | 146.6383
0 | 102CP105-67 |  | 4-1/8x2-5/8 REDUCER | 900 |  | 148.915
0 | 102CP105-54 |  | 4-1/8x2-1/8 REDUCER | 900 |  | 152.3299
0 | 103EB06A | 90º SHORT BEND ELBOW C X C 90º 短径双扩 (SHORT ELBOW) | 1/4 ELBOW | 3.5 |  | 1.126
FI046 | 103EB10A |  | 3/8 ELBOW | 6 |  | 1.5609
FI047 | 103EB13A |  | 1/2 ELBOW | 9 |  | 2.0108
FI048 | 103EB16A |  | 5/8 ELBOW | 15.2 |  | 2.7579
FI049 | 103EB19A |  | 3/4 ELBOW | 26 |  | 4.6919
FI050 | 103EB22A |  | 7/8 ELBOW | 34 |  | 5.1488
FI051 | 103EB28A |  | 1-1/8 ELBOW | 70 |  | 10.5477
0 | 103EB35A |  | 1-3/8 ELBOW | 102 |  | 15.8222
0 | 103EB42A |  | 1-5/8 ELBOW | 150 |  | 23.8592
0 | 103EB54A |  | 2-1/8 ELBOW | 290 |  | 46.4913
0 | 103EB67A |  | 2-5/8 ELBOW | 500 |  | 79.3409
0 | 103EB80A |  | 3-1/8 ELBOW | 780 |  | 129.3632
0 | 103EB92A |  | 3-5/8 ELBOW | 1250 |  | 207.4588
0 | 103EB105A |  | 4-1/8 ELBOW | 1540 |  | 255.0883
FI055 | 105EB22A | 90º LONG BEND ELBOW C X C 90º 长径双扩 (LONG BEND ELBOW) | 7/8 LONG ELBOW | 52 |  | 7.8084
FI056 | 105EB28A |  | 1-1/8 LONG ELBOW | 98 |  | 14.7531
FI057 | 105EB35A |  | 1-3/8 LONG ELBOW | 165 |  | 25.0624
FI058 | 105EB42A |  | 1-5/8 LONG ELBOW | 245 |  | 39.0114
FI059 | 105EB54A |  | 2-1/8 LONG ELBOW | 450 |  | 69.9042
0 | 105EB67A |  | 2-5/8 LONG ELBOW | 680 |  | 111.1729
0 | 105EB80A |  | 3-1/8 LONG ELBOW | 1150 |  | 201.5623
0 | 105EB92A |  | 3-5/8 LONG ELBOW | 1550 |  | 273.413
0 | 105EB105A |  | 4-1/8 LONG ELBOW | 2325 |  | 410.1195
FI059.1 | 0 | 45º ELBOW C X C 45º 双扩 | 3/8 ELBOW 45º | 0 |  | 1.692
FI059.2 | 0 |  | 1/2 ELBOW 45º | 0 |  | 2.217
FI059.3 | 0 |  | 5/8 ELBOW 45º | 0 |  | 3.3231
FI059.4 | 0 |  | 3/4 ELBOW 45º | 0 |  | 4.0919
FI060 | 107EB22A |  | 7/8 ELBOW 45º | 32 |  | 5.865
FI061 | 107EB28A |  | 1-1/8 ELBOW 45º | 56 |  | 8.8775
FI062 | 107EB35A |  | 1-3/8 ELBOW 45º | 91 |  | 14.5612
FI063 | 107EB42A |  | 1-5/8 ELBOW 45º | 138 |  | 21.5739
FI064 | 107EB54A |  | 2-1/8 ELBOW 45º | 248 |  | 38.9651
0 | 107EB67A |  | 2-5/8 ELBOW 45º | 405 |  | 66.5564
0 | 107EB80A |  | 3-1/8 ELBOW 45º | 650 |  | 108.5616
0 | 107EB92A |  | 3-5/8 ELBOW 45º | 1000 |  | 168.2437
0 | 107EB105A |  | 4-1/8 ELBOW 45º | 1150 |  | 200.6516
FI065 | 120PT16A | P-TRAP C X C 沉水管 | 5/8 P-TRAP | 88 |  | 16.4693
FI066 | 120PT19A |  | 3/4 P-TRAP | 130 |  | 26.4181
FI067 | 120PT22A |  | 7/8 P-TRAP | 170 |  | 34.6041
FI068 | 120PT28A |  | 1-1/8 P-TRAP | 285 |  | 55.6241
FI069 | 120PT35A |  | 1-3/8 P-TRAP | 520 |  | 90.0365
FI070 | 120PT42A |  | 1-5/8 P-TRAP | 850 |  | 147.2189
FI071 | 120PT54A |  | 2-1/8 P-TRAP | 1550 |  | 266.5831
FI072 | 109RB10A | RETURN U-BEND C X C 180 U型 (U-BEND) | 3/8 U BEND | 15 |  | 3.2743
FI073 | 109RB13A |  | 1/2 U BEND | 18 |  | 3.7925
FI074 | 109RB16A |  | 5/8 U BEND | 38 |  | 7.7484
FI075 | 109RB19A |  | 3/4 U BEND | 63 |  | 11.322
FI076 | 109RB22A |  | 7/8 U BEND | 80 |  | 14.1367
FI077 | 109RB28A |  | 1-1/8 U BEND | 150 |  | 28.8968
FI078 | 109RB35A |  | 1-3/8 U BEND | 245 |  | 45.2029
FI079 | 109RB42A |  | 1-5/8 U BEND | 385 |  | 65.195
FI080 | 109RB54A |  | 2-1/8 U BEND | 620 |  | 105.9502
FI081 | 112ST06A | COPPER TEE C X C X C 三通 | 1/4 Tee | 6.1 |  | 1.8328
0 | 112ST08A |  | 5/16 Tee | 8.5 |  | 2.3911
FI083 | 112ST10A |  | 3/8 Tee | 9 |  | 2.5361
FI084 | 112ST13A |  | 1/2 Tee | 15.8 |  | 3.4482
FI085 | 112ST16A |  | 5/8 Tee | 26.5 |  | 4.9308
FI086 | 112ST19A |  | 3/4 Tee | 48 |  | 8.035
FI087 | 112ST22A |  | 7/8 Tee | 65 |  | 10.8496
FI088 | 112ST28A |  | 1-1/8 Tee | 121 |  | 18.3108
FI089 | 112ST35A |  | 1-3/8 Tee | 170 |  | 26.2565
FI090 | 112ST42A |  | 1-5/8 Tee | 270 |  | 41.4872
FI091 | 112ST54A |  | 2-1/8 Tee | 475 |  | 73.4273
0 | 112ST67A |  | 2-5/8 Tee | 780 |  | 124.8099
0 | 112ST80A |  | 3-1/8 Tee | 1200 |  | 193.2412
0 | 112ST92A |  | 3-5/8 Tee | 2050 |  | 330.2152
0 | 112ST105A |  | 4-1/8 Tee | 2500 |  | 405.2418
0 | 114ST06-08 | COPPER REDUCER TEE | 1/4X1/4X3/8 Tee | 12.5 |  | 4.0328
0 | 114ST10-12 |  | 3/8X3/8X1/2 Tee | 20 |  | 4.9778
FI092 | 113ST10-06 |  | 3/8X3/8X1/4 Tee | 10 |  | 3.5367
FI093 | 113ST12-10 |  | 1/2X1/2X3/8 Tee | 19 |  | 4.2671
FI094 | 113ST12-06 |  | 1/2X1/2X1/4 Tee | 19 |  | 4.5465
FI095 | 113ST16-12 |  | 5/8X5/8X1/2 Tee | 22 |  | 4.5104
FI096 | 113ST16-10 |  | 5/8X5/8X3/8 Tee | 22 |  | 4.6035
FI097 | 113ST19-16 |  | 3/4X3/4X5/8 Tee | 40 |  | 7.7203
FI098 | 113ST19-12 |  | 3/4X3/4X1/2 Tee | 40 |  | 7.7203
FI099 | 113ST22-19 |  | 7/8X7/8X3/4 Tee | 60 |  | 11.0682
FI100 | 113ST22-16 |  | 7/8X7/8X5/8 Tee | 60 |  | 11.0682
FI101 | 113ST22-12 |  | 7/8X7/8X1/2 Tee | 52 |  | 10.3189
FI102 | 113ST28-22 |  | 1-1/8X1-1/8X7/8 Tee | 120 |  | 20.2632
FI103 | 113ST28-19 |  | 1-1/8X1-1/8X3/4 Tee | 115 |  | 19.6383
0 | 113ST28-16 |  | 1-1/8X1-1/8X5/8 Tee | 105 |  | 18.9803
FI105 | 113ST35-28 |  | 1-3/8X1-3/8X1-1/8 Tee | 155 |  | 27.4836
0 | 113ST35-22 |  | 1-3/8X1-3/8X7/8 Tee | 155 |  | 27.4836
FI107 | 113ST42-35 |  | 1-5/8X1-5/8X1-3/8 Tee | 265 |  | 46.0701
0 | 113ST42-28 |  | 1-5/8X1-5/8X1-1/8 Tee | 255 |  | 44.8202
0 | 113ST42-22 |  | 1-5/8X1-5/8X7/8 Tee | 225 |  | 43.1907
FI110 | 113ST54-42 |  | 2-1/8X2-1/8X1-5/8 Tee | 460 |  | 87.0906
FI111 | 113ST54-35 |  | 2-1/8X2-1/8X1-3/8 Tee | 425 |  | 82.716
0 | 113ST54-28 |  | 2-1/8X2-1/8X1-1/8 Tee | 410 |  | 82.7137
0 | 113ST67-54 |  | 2-5/8X2-5/8X2-1/8 Tee | 720 |  | 145.9793
0 | 113ST67-42 |  | 2-5/8X2-5/8X1-5/8 Tee | 750 |  | 149.2337
0 | 113ST67-35 |  | 2-5/8X2-5/8X1-3/8 Tee | 750 |  | 149.2337
0 | 113ST80-67 |  | 3-1/8X3-1/8X2-5/8 Tee | 1350 |  | 239.5935
0 | 113ST80-54 |  | 3-1/8X3-1/8X2-1/8 Tee | 1350 |  | 239.5935
FI117.1 | 1115-04 | TUBE STRAPE 2 HOLE | 1/4 Tube Strape | 3.5 |  | 0.86644
FI117.2 | 1115-06 |  | 3/8 Tube Strape | 4 |  | 1.0097
FI117.3 | 1115-08 |  | 1/2 Tube Strape | 4.5 |  | 1.112
FI117.4 | 1115-10 |  | 5/8 Tube Strape | 5.5 |  | 1.262
FI117.5 | 1115-12 |  | 3/4 Tube Strape | 6 |  | 1.378
FI117.6 | 1115-14 |  | 7/8 Tube Strape | 7 |  | 1.6646
FI117.7 | 1115-18 |  | 1-1/8 Tube Strape | 9 |  | 2.0329
FI117.8 | 1115-22 |  | 1-3/8 Tube Strape | 10 |  | 2.4287
FI117.9 | 1115-26 |  | 1-5/8 Tube Strape | 12 |  | 2.8926
FI117.10 | 1115-34 |  | 2-1/8 Tube Strape | 14.5 |  | 3.4725
FI117.11 | 137CP13A | COPPER END CAP | CAP1/2 (L=12mm) | 4 |  | 1.2169
FI117.12 | 137CP16A |  | CAP5/8 (L=14mm) | 7 |  | 1.6617
FI117.13 | 137CP19A |  | CAP3/4 (L=16mm) | 12 |  | 2.7743
FI121 | 137CP22A |  | CAP7/8 (L=6mm) | 0 |  | 3.4865
FI122 | 137CP28A |  | CAP1 1/8 (L=6mm) | 0 |  | 7.3443
FI123 | 137CP35A |  | CAP1 3/8 (L=6mm) | 0 |  | 9.1119
FI124 | 137CP42A |  | CAP1 5/8 (L=6mm) | 0 |  | 12.4493
FI125 | 137CP54A |  | CAP2 1/8 (L=13mm) | 0 |  | 23.7384
FI126 | 137CP67A |  | CAP2 5/8 (L=17mm) | 0 |  | 37.7071
FI127 | 137CP80A |  | CAP3 1/8 (L=20mm) | 0 |  | 55.584
FI127.1 | 137CP105A |  | CAP4 1/8 (L=55mm) | 570 |  | 124.5177
FI128 | 132FD35A | Copper strainer | 1" STRAINER C/W SELIGAGEL 35GRAM | 25mm*140mm (1/4x1/8) |  | 7.0809
FI129 | 0 |  | 3/4" STRAINER C/W SELIGAGEL 12GRAM | 19mm*100mm (1/4x1/8) |  | 3.7813
FI130 | 131FT25F |  | 30mm STRAINER C/W SELIGAGEL 50GRAM | 30x165mm (1/4x1/8) |  | 9.2773
FI130.1 | 0 |  | 30mm x 165mm STRAINER C/W SELIGAGEL 50GRAM (3/8"x3/8") | 30x165mm (3/8x3/8) |  | 9.2773
FI130.2 | 0 |  | 1-1/8" COPPER STRAINER C/W SELIGAGEL 50G (1/8"x3/8") | 30x165mm (1/8x3/8) |  | 9.2773
FI131 | YK 5/8*1/2*1/2 | Y TEE | YK 5/8*1/2*1/2 | 0 |  | 9.0155
FI132 | YK 5/8*5/8*5/8 |  | YK 5/8*5/8*5/8 | 0 |  | 10.9279
FI133 | YK 3/4*5/8*5/8 |  | YK 3/4*5/8*5/8 | 0 |  | 11.6109
FI134 | YK 7/8*1/2*1/2 |  | YK 7/8*1/2*1/2 | 0 |  | 11.6109
FI135 | YK 7/8*5/8*5/8 |  | YK 7/8*5/8*5/8 | 0 |  | 12.2939
FI136 | YK 7/8*3/4*3/4 |  | YK 7/8*3/4*3/4 | 0 |  | 15.7088
FI137 | YK 1 1/8*7/8*7/8 |  | YK 1 1/8*7/8*7/8 | 0 |  | 19.8068
FI155 | 301AN1013AB | MALE ADAPTER C X M 外螺纹接头 | 3/8 x 1/2 C x M Adaptor | 36 |  | 9.5263
FI156 | 301AN1313AB |  | 1/2 x 1/2 C x M Adaptor | 36 |  | 9.036
FI157 | 301AN1619AB |  | 5/8 x 3/4 C x M Adaptor | 59 |  | 14.9118
FI158 | 301AN16AB |  | 5/8 x 1/2 C x M Adaptor | 32 |  | 9.3926
FI159 | 301AN1919AB |  | 3/4 x 3/4 C x M Adaptor | 64 |  | 15.6977
FI160 | 301AN1913AB |  | 3/4 x 1/2 C x M Adaptor | 38 |  | 11.3677
FI161 | 301AN22AB |  | 7/8 x 3/4 C x M Adaptor | 58 |  | 17.5073
FI162 | 301AN2213AB |  | 7/8 x 1/2 C x M Adaptor | 59 |  | 15.2386
FI163 | 301AN2819AB |  | 1-1/8 x 3/4 C x M Adaptor | 86 |  | 25.9114
FI164 | 301AN2813AB |  | 1-1/8 x 1/2 C x M Adaptor | 73 |  | 25.4251
FI165 | 301AN28AB |  | 1-1/8 x 1 C x M Adaptor | 104 |  | 27.1375
FI166 | 301AN35AB |  | 1-3/8 x 1-1/4 C x M Adaptor | 150 |  | 44.4681
FI167 | 301AN3525AB |  | 1-3/8 x 1 C x M Adaptor | 127 |  | 36.4612
FI168 | 301AN42AB |  | 1-5/8 x 1-1/2 C x M Adaptor | 209 |  | 56.3548
FI169 | 301AN54AB |  | 2-1/8 x 2 C x M Adaptor | 322 |  | 93.3751
FI169.1 | CS5 | KOREA COPPER SOCKET | 5/8" SOCKET | 0 |  | 3.7579
FI169.2 | CS6 |  | 3/4" SOCKET | 0 |  | 4.3529
FI170 | CS7 |  | 7/8" SOCKET | 0 |  | 5.6797
FI171 | CS8 |  | 1-1/8" SOCKET | 0 |  | 8.0482
FI172 | CS9 |  | 1-3/8" SOCKET | 0 |  | 12.6343
FI173 | CS10 |  | 1-5/8" SOCKET | 0 |  | 17.3555
FI174 | CS11 |  | 2-1/8" SOCKET | 0 |  | 30.6461
FI175 | CS12 |  | 2-5/8" SOCKET | 0 |  | 52.5123
FI176 | CS13 |  | 3-1/8" SOCKET | 0 |  | 84.2054
FI177 | CS14 |  | 4-1/8" SOCKET | 0 |  | 162.9384
FI177.1 | CE3 | KOREA 90º COPPER ELBOW | 3/8" ELBOW | 0 |  | 3.4947
FI177.2 | CE4 |  | 1/2" ELBOW | 0 |  | 3.8486
FI177.3 | CE5 |  | 5/8" ELBOW | 0 |  | 5.5443
FI177.4 | CE6 |  | 3/4" ELBOW | 0 |  | 6.5079
FI178 | CE7 |  | 7/8" ELBOW | 0 |  | 11.6592
FI179 | CE8 |  | 1-1/8" ELBOW | 0 |  | 15.515
FI180 | CE9 |  | 1-3/8" ELBOW | 0 |  | 23.8488
FI181 | CE10 |  | 1-5/8" ELBOW | 0 |  | 41.9548
FI182 | CE11 |  | 2-1/8" ELBOW | 0 |  | 80.8188
FI183 | CE12 |  | 2-5/8" ELBOW | 0 |  | 145.8573
FI184 | CE13 |  | 3-1/8" ELBOW | 0 |  | 232.0926
FI185 | CE14 |  | 4-1/8" ELBOW | 0 |  | 502.8087
0 | CE14 | KOREA 45º COPPER ELBOW | 7/8" ELBOW * 45º | 0 |  | 11.8259
0 | CE15 |  | 1-1/8" ELBOW * 45º | 0 |  | 15.7483
0 | CE16 |  | 1-3/8" ELBOW * 45º | 0 |  | 24.2122
0 | CE17 |  | 1-5/8" ELBOW * 45º | 0 |  | 42.6147
0 | CE18 |  | 2-1/8" ELBOW * 45º | 0 |  | 82.0738
0 | CE19 |  | 2-5/8" ELBOW * 45º | 0 |  | 148.1191
0 | CE20 |  | 3-1/8" ELBOW * 45º | 0 |  | 235.6929
0 | 0 |  | 4-1/8" ELBOW * 45º | 0 |  | 527.9498
FI185.1 | 102CP10-06 | KOREA COPPER REDUCER | 3/8x1/4 REDUCER | 0 |  | 3.2721
FI186 | 102CP13-10 |  | 1/2x3/8 REDUCER | 0 |  | 3.4029
FI187 | 102CP13-06 |  | 1/2x1/4 REDUCER | 0 |  | 3.3796
FI188 | 102CP16-13 |  | 5/8x1/2 REDUCER | 0 |  | 4.3332
FI189 | 102CP16-10 |  | 5/8x3/8 REDUCER | 0 |  | 4.3332
FI190 | 102CP19-16 |  | 3/4x5/8 REDUCER | 0 |  | 5.227
FI191 | 102CP19-13 |  | 3/4x1/2 REDUCER | 0 |  | 5.4471
FI193 | 102CP22-19 |  | 7/8x3/4 REDUCER | 0 |  | 7.0506
FI194 | 102CP22-16 |  | 7/8x5/8 REDUCER | 0 |  | 7.0506
FI195 | 102CP22-13 |  | 7/8x1/2 REDUCER | 0 |  | 7.0016
FI197 | 102CP28-22 |  | 1-1/8x7/8 REDUCER | 0 |  | 9.2723
FI198 | 102CP28-19 |  | 1-1/8x3/4 REDUCER | 0 |  | 9.2723
FI199 | 102CP28-16 |  | 1-1/8x5/8 REDUCER | 0 |  | 9.2723
FI200 | 102CP28-13 |  | 1-1/8x1/2 REDUCER | 0 |  | 8.8792
FI201 | 102CP35-28 |  | 1-3/8x1-1/8 REDUCER | 0 |  | 16.4943
FI202 | 102CP35-22 |  | 1-3/8x7/8 REDUCER | 0 |  | 16.4943
FI202.1 | 0 |  | 1-3/8x3/4 REDUCER | 0 |  | 15.7937
FI203 | 102CP35-16 |  | 1-3/8x5/8 REDUCER | 0 |  | 15.7937
FI204 | 102CP42-35 |  | 1-5/8x1-3/8 REDUCER | 0 |  | 22.4106
FI205 | 102CP42-28 |  | 1-5/8x1-1/8 REDUCER | 0 |  | 22.4106
FI206 | 102CP42-22 |  | 1-5/8x7/8 REDUCER | 0 |  | 22.2616
FI208 | 102CP54-42 |  | 2-1/8x1-5/8 REDUCER | 0 |  | 48.9727
FI209 | 102CP54-35 |  | 2-1/8x1-3/8 REDUCER | 0 |  | 48.6524
FI210 | 102CP54-28 |  | 2-1/8x1-1/8 REDUCER | 0 |  | 48.6524
FI211 | 102CP54-22 |  | 2-1/8x7/8 REDUCER | 0 |  | 48.6524
FI213 | 102CP67-54 |  | 2-5/8x2-1/8 REDUCER | 0 |  | 66.7216
FI214 | 102CP67-42 |  | 2-5/8x1-5/8 REDUCER | 0 |  | 66.7216
FI217 | 102CP80-67 |  | 3-1/8x2-5/8 REDUCER | 0 |  | 100.975
FI218 | 102CP80-54 |  | 3-1/8x2-1/8 REDUCER | 0 |  | 96.6962
FI222 | 102CP105-80 |  | 4-1/8x3-1/8 REDUCER | 0 |  | 206.9473
FI223 | 102CP105-67 |  | 4-1/8x2-5/8 REDUCER | 0 |  | 206.9473
FI224.1 | CTE1 | KOREA COPPER TEE | 1/4" TEE | 0 |  | 7.4323
FI224.2 | CTE2 |  | 3/8" TEE | 0 |  | 7.9806
FI224.3 | CTE3 |  | 1/2" TEE | 0 |  | 8.3309
FI224.4 | CTE4 |  | 5/8" TEE | 0 |  | 9.5645
FI225 | CTE5 |  | 3/4" TEE | 0 |  | 12.8847
FI226 | CTE6 |  | 7/8" TEE | 0 |  | 16.4638
FI227 | CTE7 |  | 1-1/8" TEE | 0 |  | 30.3058
FI228 | CTE8 |  | 1-3/8" TEE | 0 |  | 43.7705
FI229 | CTE9 |  | 1-5/8" TEE | 0 |  | 61.2404
FI230 | CTE10 |  | 2-1/8" TEE | 0 |  | 104.7186
FI231 | CTE11 |  | 2-5/8" TEE | 0 |  | 171.2669
FI232 | CTE12 |  | 3-1/8" TEE | 0 |  | 314.2589
FI232.1 | 0 |  | 4-1/8" TEE | 0 |  | 572.547
FI233 | 0 |  | 7/8X7/8X5/8 Tee | 0 |  | 18.9016
FI234 | 0 |  | 1-1/8X1-1/8X7/8 Tee | 0 |  | 33.3353
FI235 | 0 |  | 1-1/8X1-1/8X3/4 Tee | 0 |  | 33.3353
FI236 | 0 |  | 1-1/8X1-1/8X5/8 Tee | 0 |  | 33.3353
FI237 | 0 |  | 1-3/8X1-3/8X1-1/8 Tee | 0 |  | 48.1465
FI238 | 0 |  | 1-3/8X1-3/8X7/8 Tee | 0 |  | 48.1465
FI239 | 0 |  | 1-5/8X1-5/8X1-3/8 Tee | 0 |  | 70.3428
FI240 | 0 |  | 1-5/8X1-5/8X1-1/8 Tee | 0 |  | 69.8818
FI241 | 0 |  | 1-5/8X1-5/8X7/8 Tee | 0 |  | 70.3428
FI242 | 0 |  | 2-1/8X2-1/8X1-5/8 Tee | 0 |  | 115.1946
FI243 | 0 |  | 2-1/8X2-1/8X1-3/8 Tee | 0 |  | 114.4387
FI244 | 0 |  | 2-1/8X2-1/8X1-1/8 Tee | 0 |  | 114.4387
FI245 | 0 |  | 2-5/8X2-5/8X2-1/8 Tee | 0 |  | 188.3935
FI246 | 0 |  | 2-5/8X2-5/8X1-5/8 Tee | 0 |  | 188.3935
FI247 | 0 |  | 2-5/8X2-5/8X1-3/8 Tee | 0 |  | 187.1481
FI248 | 0 |  | 3-1/8X3-1/8X2-5/8 Tee | 0 |  | 358.6097
FI249 | 0 |  | 3-1/8X3-1/8X2-1/8 Tee | 0 |  | 358.6097
FI250 | 0 |  | 4-1/8X4-1/8X3-1/8 Tee | 0 |  | 629.7972
FI251 | 0 |  | 4-1/8X4-1/8X2-5/8 Tee | 0 |  | 629.7972
FI252 | 0 |  | 4-1/8X4-1/8X2-1/8 Tee | 0 |  | 629.7972
*PLEASE EMAIL OR FAX OVER THE BANK IN SLIP
BANK ACC :HONG LEONG BANK BHD 36600016285 , PUBLIC BANK BHD 3119617816
BENEFICIARY :WELLER AIR-COND PARTS ENTERPRICE SDN BHD