## CU
WELLER AIR-COND PARTS ENTERPRISE SDN BHD (613386-K)
DATE :5.5.26
ITEM CODE | MODEL CONDENSER | BRAND | H/P | DIMENSION LxWxH | FAN SETS | RECEIVER TANK | Compressor to match | roll | (RM) condenser only | (RM) c/w set axial fan sets | (RM) HEAVY DUTY FAN | PIC
CU001 | CU - 15 QC | 9FPI INLET GROOVE FIN CONDENSER COIL COMPLETE SET C/W AXIAL FAN SETS, RECEIVER TANK & IRON BASE | 1.5hp | 440x170x425 | 1 x 14 | CR-101-3 ,RT-2 | 0 | 3*16 | 387.8497 | 785.2645 | ~
CU002 | CU - 22 QC |  | 2hp | 450*180*470 | 1 x 14 | CR-102 ,RT-2 | MT22 | 4*16 | 563.2467 | 960.6615 | ~
CU003 | CU - 32 QC |  | 2.5hp | 450*180*470 | 1 x 14 | CR-102 ,RT-3 | MT32 | 4*18 | 627.4766 | 1024.8914 | ~
CU004 | CU - 36 QC |  | 3hp | 500*200*520 | 1 x 16 | CR-102 ,RT-3 | MT36 | 4*20 | 715.1751 | 1158.621 | ~
CU005 | CU - 40 QC |  | 3.5hp | 550*200*520 | 1 x 16 | CR103,RT-4 | MT40 | 5*20 | 895.5128 | 1281.8911 | ~
CU006 | CU - 50 QC |  | 4hp | 660*200*570 | 1 x 18 | CR103,RT-4 | 4FES-3(Y) | 5*20 | 1094.3784 | 1567.989 | 1722.2676
CU007 | CU - 64 QC |  | 5hp | 960*200*520 | 2 x 16 | CR-104 ,RT-6 | 4EES-4(Y) | 4*20 | 1503.2263 | 2325.7479 | ~
CU008 | CU - 64B QC |  | 5hp | 710*220*660 | 1 x 20 | CR-104 ,RT-6 | 4EES-4(Y) | 4*26 | 1337.7108 | 1987.7058 | 2063.5949
CU009 | CU - 72 QC |  | 6hp | 960*220*520 | 2 x 16 | CR-104 ,RT-6 | 4DES-5(Y) | 5*20 | 1661.3306 | 2483.8523 | ~
CU010 | CU - 72B QC |  | 6hp | 710*240*660 | 1 x 20 | CR-104 ,RT-6 | 4DES-5(Y) | 5*26 | 1497.0504 | 2147.0454 | 2222.9344
CU012 | CU - 90 QC |  | 7.5hp | 1060*220*570 | 2 x 18 | CR-104 ,RT-8 | 4CES-6(Y) | 5*22 | 1941.7188 | 2835.4263 | 3029.8484
CU013 | CU - 100 QC |  | 8.5hp | 1060*240*670 | 2 x 18 | CR-104 ,RT-8 | 4VES-7(Y) | 5*26 | 2229.5181 | 3123.2256 | 3317.6477
CU013.1 | CU - 125BP QC |  | 10hp | 0 | 1 x 26 | CR-105 ,RT-10 | 4TES-9(Y) | 4*40 | 2884.1688 | 3914.0733 | 4252.6642
CU013.2 | CU - 144BP QC |  | 12hp | 0 | 1 x 26 | CR-105 ,RT-12 | 4PES-12(Y) | 5*40 | 3332.5428 | 4450.505 | 4789.0959
CU014 | CU - 125 QC |  | 10hp | 1390*250*725 | 2 x 20 | CR-105 ,RT-10 | 4TES-9(Y) | 4*28 | 2945.9283 | 4030.731 | 4180.061
CU015 | CU - 144 QC |  | 12hp | 1390*250*725 | 2 x 20 | CR-106 ,RT-12 | 4PES-12(Y) | 5*28 | 3604.2846 | 4765.106 | 4914.4361
CU016 | CU - 160 QC |  | 15hp | 1390*250*850 | 2 x 20 | CR-107 ,RT-14 | 4NES-14(Y) | 5*32 | 4013.1325 | 5303.0497 | 5452.3797
CU017 | CU - 200 QC |  | 20hp | 1600*270*940 | 2 x 20 | CR-108 | 4HE-18(Y) | 5*36 | 5284.1431 | 6792.7659 | 6942.0959
CU018 | CU - 250 QC |  | 25hp | 2120*270*940 | 3 x 20 | HT- 25L | 4GE-23(Y) | 5*36 | 7908.922 | 9733.3827 | 9953.8223
CU018.1 | CU - 250B QC |  | 25hp | 1630*350*1500 | 4 x 20 | HT- 25L | 4GE-23(Y) | 4*60 | 7839.7514 | 9940.6346 | 10234.554
CU019 | CU - 300 QC |  | 30hp | 1630*350*1660 | 4 x 20 | HT- 30L | 6HE-28(Y) | 4*64 | 8561.1024 | 10966.5994 | 11092.898
CU020 | CU - 350 QC |  | 35hp | 1630*350*1660 | 4 x 20 | HT- 35L | S6F-30.2 / 6GE34Y | 5*64 | 10198.9644 | 12552.4658 | 12846.3853
CU022 | CU - 400 QC |  | 40hp | 1630*350*1860 | 4 x 26 | HT- 40L | 6FE44Y | 5*73 | 10928.9617 | 13994.1739 | 15305.5418
CU023 | CU - 500 QC |  | 50hp | 1630*350*1930 | 4 x 26 | HT- 50L | 6FE50Y | 6*76 | 14217.0377 | 17325.826 | 18637.194
CU20.25 | 16" * 18" | IRON BASE | 1/2hp | CS030-CS060 |  |  |  |  | 27.8689
CU20.26 | 20" * 17" |  | 3/4hp-1.5hp | CS075-CS125 |  |  |  |  | 40.9836
CU21 | 530W*430L |  | 3/4hp | CS075 |  |  |  |  | 57.377
CU23 | 600W*550L |  | 2hp | CU-22 |  |  |  |  | 73.7705
CU27 | 650*W900L |  | CS150 | CS150-CS200 |  |  |  |  | 139.3443
CU024 | CUB15-32 | IRON BRACKET | CU15-32QC | 30" W * 21.5"L |  |  |  |  | 81.1475
CU025 | CUB36 |  | CU36QC | 30" W * 23.5"L |  |  |  |  | 103.2787
CU026 | CUB40 |  | CU40QC | 30" W * 26"L |  |  |  |  | 103.2787
CU027 | CUB50 |  | CU50QC | 33" W* 28.5"L |  |  |  |  | 162.2951
CU028 | CUB64B-72B |  | CU64B-72BQC | 33" W* 30"L |  |  |  |  | 162.2951
CU029 | CUB64-72 |  | CU64-72QC | 34" W* 41"L |  |  |  |  | 221.3115
CU030 | CUB80-100 |  | CU80-100QC | 34" W* 44"L |  |  |  |  | 236.0656
CU031 | CUB125-160 |  | CU125-160QC | 35" W* 56.5"L |  |  |  |  | 339.3443
CU032 | CUB200 |  | CU200QC | 42"W * 64"L |  |  |  |  | 575.4098
CU033 | CUB250 |  | CU250QC | 45"W * 85"L |  |  |  |  | 649.1803
CU034 | CUB300-400 |  | CU300-400QC | 50"W * 64"L |  |  |  |  | 634.4262
CU035 | HTB3-5 |  | HTC3-5 | 36L*20W |  |  |  |  | 190.4515
CU036 | HTB8-10 |  | HTC8-10 | 55L*26W |  |  |  |  | 238.0644
CU037 | HTB12-15 |  | HTC12-15 | 60L*26W |  |  |  |  | 397.4331
CU038 | HTB20-30 |  | HTC20-30 | 68L*28W |  |  |  |  | 434.432
CU039 | HTB35-40 |  | HTC35-40 | 72L*32W |  |  |  |  | 463.3161
CU040 | HTB40L |  | HTC40L | 80L*32W |  |  |  |  | 502.7035
CU043 | HT- 25L |  | 25HP | 850mm x 219mm | 25L(7/8") | 1286mm*165mm |  |  | 600.4924
CU044 | HT- 30L |  | 30HP | 900mm x 219mm | 30L(7/8") | 878mm*219mm |  |  | 765.6278
CU045 | HT- 35L |  | 35HP | 1000mm x 219mm | 35L(7/8") |  |  |  | 938.7445
CU046 | HT- 40L |  | 40HP | 1180mm x 219mm | 40L(1 1/8") |  |  |  | 989.7402
CU046.01 | HT- 50L |  | 50HP | 1050mm x 280mm | 50L(1 1/8") |  |  |  | 1142.5508
CU046.03 | HT-80L |  | 80HP | [5 empty] | 1951.0582
CU046.04 | HT-100L |  | 100HP | [5 empty] | 2242.0635
CU047 | CR-101-2 receiver flare type | Airmender receiver tank flare type | 1hp | 3.35"(a) x 7.87"(b) | 1L |  | 1/4" |  | 119.9626
CU048 | CR-101-3 receiver flare type |  | 1.5hp | 3.35"(a) x 7.87"(b) | 1L |  | 3/8" |  | 119.9626
CU049 | CR-102 receiver flare type |  | 2hp-3hp | 5"(a) x 10.24"(b) | 3L |  | 3/8" |  | 130.5126
CU050 | CR-103 receiver flare type |  | 3.5hp-4hp | 5"(a) x 11.81"(b) | 4L |  | 3/8" |  | 134.4262
CU051 | CR-104 receiver flare type |  | 5hp-7.5hp | 6"(a) x 13.78"(b) | 6L |  | 1/2" |  | 189.7282
CU052 | CR-105 receiver flare type |  | 8.5hp-10hp | 7"(a) x 16.15"(b) | 10L |  | 5/8" |  | 215.5924
CU053 | CR-106 receiver flare type |  | 12hp | 8"(a) x 14.96"(b) | 12L |  | 5/8" |  | 303.6501
CU054 | CR-107 receiver flare type |  | 15hp | 9"(a) x 15.74"(b) | 16L |  | 5/8" |  | 441.5646
CU055 | CR-108 receiver flare type |  | 20hp | 0 | 20L |  | 5/8" |  | 448.6263
CU055.1 | RT-1 receiver welding type | Receiver tank welding type | 1hp | cs165 | 1L |  | 1/4" |  | 56.3292
CU055.2 | RT-2 receiver welding type |  | 1.5hp-2hp | cu15-22 | 2l |  | 3/8" |  | 63.8919
CU055.3 | RT-3 receiver welding type |  | 2.5hp-3hp | cu32-36 | 3l |  | 3/8" |  | 78.887
CU055.4 | RT-4 receiver welding type |  | 3.5hp-4hp | cu40-50 | 4l |  | 3/8" |  | 85.7977
CU055.5 | RT-6 receiver welding type |  | 5hp | cu64 | 6l |  | 1/2" |  | 93.882
CU055.6 | RT-8 receiver welding type |  | 6hp | cu72-90 | 8l |  | 1/2" |  | 114.7447
CU055.7 | RT-10 receiver welding type |  | 8hp | cu100-125 | 10l |  | 5/8" |  | 135.6074
CU055.8 | RT-12 receiver welding type |  | 10hp | cu144 | 12l |  | 5/8" |  | 156.47
CU055.9 | RT-14 receiver welding type |  | 12hp | cu160 | 14l |  | 5/8" |  | 164.2935
CU055.10 | SCL-5-3 receiver tank |  | 6hp | cu72-90 | 8l |  |  |  | 129.0878
CU055.11 | SCL-10-4 receiver tank |  | 8-12hp | cu100-144 | 12l |  |  |  | 199.4993
CU055.12 | SCL-15-4 receiver tank |  | 15hp | cu160 | 16l |  |  |  | 317.3408
CU055.13 | SCL-20-3 receiver tank |  | 20hp | cu200 | 20l |  |  |  | 418.618
CU055.18 | L-29L (7/8" * 7/8") | VERTICAL TYPE RECEIVER TANK | 30hp | 30L,with two valves,with sight glass | 30L | 8 |  |  | 864.5125
CU056 | L-40L (1 1/8" * 1 1/8") |  | 40hp | 40L,with two valves,with sight glass | 40L | 0 |  |  | 1413.3507
CU057 | L-60L (1 3/8" * 1 1/8") |  | 60hp | 60L,with two valves,with sight glass | 60L | 3 |  |  | 1848.2279
CU058 | L-80L (1 5/8" * 1 3/8") |  | 80hp | 80L,with two valves,with sight glass | 80L | 0 |  |  | 2106.4362
CU059 | L-100L (1 5/8" * 1 3/8") |  | 100hp | 100L,with two valves,with sight glass | 100L | 0 |  |  | 2303.4899
CU060 | L-120L (1 5/8" * 1 3/8") |  | 120hp | 120L,with two valves,with sight glass | 120L | 0 |  |  | 2616.0578
CU061 | L-150L (2 1/8" * 1 5/8") |  | 150hp | 150L,with two valves,with sight glass | 150L | 0 |  |  | ~
CU062 | HTC-3 | WATER COOLED CONDENSER | 3hp | 800*159D | 2DES2Y | 0 |  |  | 1377.8545
CU063 | HTC-4 |  | 4hp | 800*159D | 4CES3Y | 0 |  |  | 1789.7904
CU064 | HTC-5 |  | 5hp | 930*219D | 4EES4Y | 0 |  |  | 1846.6092
CU064.01 | HTC-6 |  | 6hp | 1080*165D | 4DES5Y | 0 |  |  | 2144.9076
CU065 | HTC-8 |  | 8hp | 980*219D | 4CES6Y | 0 |  |  | 2500.0247
CU066 | HTC-10 |  | 10hp | 1080*219D | 4TES9Y | 0 |  |  | 3125.0309
CU067 | HTC-12 |  | 12.5hp | 1280*219D | 4PES12Y | 0 |  |  | 3451.7387
CU068 | HTC-15 |  | 15hp | 1220*219D | 4JE13Y | 0 |  |  | 3927.5956
CU069 | HTC-20 |  | 20hp | 1430*219D | 4HE18Y | 0 |  |  | 4446.0667
CU070 | HTC-25 |  | 25hp | 1430*273D | 4GE23Y | 0 |  |  | 5383.5759
CU070.01 | HTC-28 |  | 28hp | 1620*273D | 6HE28Y | 0 |  |  | 6065.4008
CU071 | HTC-30 |  | 30hp | 1620*273D | 6HE28Y | 0 |  |  | 6612.2812
CU072 | HTC-35 |  | 35hp | 1620*273D | 6GE34Y/S6F30.2Y | 0 |  |  | 7826.7819
CU073 | HTC-40 |  | 40hp | 1620*279D | 6FE44Y | 0 |  |  | 8252.9225
CU073.01 | HTC-45 |  | 45hp | 2150*273D | 6GE40Y /SW3L3000 | 0 |  |  | 9133.613
CU074 | HTC-50 |  | 50hp | 2150*273D | 6FE50Y /SW3L4000 | 0 |  |  | 9971.6894
CU074.01 | HTC-55 |  | 55hp | 2150*273D | SW3L5000 | 0 |  |  | 11662.0471
CU075 | HTC-60 |  | 60hp | 2170*325D | SW3L6000 | 0 |  |  | 13281.3812
CU075.01 | HTC-70 |  | 70hp | 2220*325D | SW3L7000 | 0 |  |  | 14886.5107
CU076 | HTC-80 |  | 80hp | 2220*325D | 0 | C50S12R |  |  | 16420.6168
CU076.01 | HTC-90 |  | 90HP | 2370*325D | SW3L8000 | 0 |  |  | 18110.9744
CU076.02 | HTC-110 |  | 110HP | 2370*325D | SW3L9500 | 0 |  |  | 19787.1273
CU076.03 | HTC-120 |  | 120HP | 2880*377D | SW3L11500 | 0 |  |  | 24858.2002
CU077.20 | CS025 | COMERCIAL REFRIGERATOR CONDENSER COIL | 1/4hp | 8 X 9 X 2R | φ200 BLADE 28° | 5watts |  |  | 53.1132
CU078 | CS030 |  | 1/3hp | 9 X 9 X 3R | φ200 BLADE 28° | 10watts |  |  | 118.5782
CU079 | CS033 (10 u) |  | 1/3hp | 10 X 11 X 2R | φ250 BLADE 22° | 10watts |  |  | 146.9876
CU080 | CS050 (15 u) |  | 1/2hp | 10 X 11 X 3R | φ250 BLADE 22° | 10watts |  |  | 167.9858
CU081 | CS060 (16 u) |  | 1/2hp(big) | 11 X 13 X 3R | φ250 BLADE 28° | 16watts |  |  | 219.3698
CU082 | CS075 |  | 3/4hp | 13 X 15 X 3R | φ300 BLADE 22° | 18watts |  |  | 245.8028
CU082.01 | CS090 |  | 7/8HP | 11*15*4R | φ250 BLADE 28° | 16watts |  |  | 310.0327
CU083 | CS100 |  | 1hp | 13 X 18 X 3R | φ300 BLADE 22° | 18watts |  |  | 313.7383
CU084 | CS125 |  | 1.3hp | 13 X 15 X 4R | φ300 BLADE 25° | 25watts |  |  | 332.2661
CU085 | CS145 |  | 1.4HP | 13 X 18 X 4R | φ300 BLADE 25° | 25watts |  |  | 414.0604
CU086 | CS150 |  | 1.4hp | 11 X 26 X 3R | φ250 BLADE 28° | 16watts |  |  | 392.1234
CU087 | CS165 |  | 1.5hp | 13 X 30 X 3R | φ300 BLADE 22° | 18watts |  |  | 529.2295
CU087.01 | CS170 |  | 1.5hp | 13 X 24 X 4R | φ300 BLADE 25° | 25watts |  |  | 567.6192
CU088 | CS200 |  | 2hp | 13 X 30 X 4R | φ300 BLADE 28° | 34watts |  |  | 688.0009
CU089 | CS250 |  | 2.5hp | 13 X 30 X 5R | φ300 BLADE 28° | 34watts |  |  | 733.5176
CU089.01 | WCU-1HP | Aquarium chiller condenser set | 1hp | 930*280*550 | 1 X 16" | 37*11*22 |  |  | 639.8285
CU089.02 | WCU-1.5HP |  | 1.5hp | 930*280*550 | 1 X 16" | 37*11*23 |  |  | 834.9885
CU089.03 | WCU-2HP |  | 2hp | 1000*300*620 | 1 X 16" | 39.5*12*24.5 |  |  | 988.1521
CU089.04 | WCU-3HP |  | 3hp | 1110*400*752 | 1 X 20" | 44*16*30 |  |  | 1605.8089
CU089.05 | WCU-4HP |  | 4hp | 1110*400*752 | 1 X 20" | 44*16*30 |  |  | 1805.8479
CU089.06 | BCU - 10 | Condenser set c/w metal casing like aircond unit | 1hp | 767*268*530 | 1 X 16" | 30*10.5*21 |  |  | 514.1232
CU089.07 | BCU - 15 |  | 1.5hp | 767*268*530 | 1 X 16" | 30*10.5*21 |  |  | 699.1546
CU089.08 | BCU - 22 |  | 2hp | 845*290*595 | 1 X 16" | 0 |  |  | 964.807
CU089.09 | BCU - 36 |  | 3hp | 830*310*715 | 1 X 20" | 38*14.5*32 |  |  | 1254.9531
CU089.10 | BCU - 40 |  | 3.5hp | 960*370*810 | 1 X 20" | 38*14.5*32 |  |  | 1417.9982
CU089.11 | BCU - 50 |  | 4hp | 960*370*810 | 1 X 20" | 38*14.5*32 |  |  | 1574.8673
CU089.13 | BCU - 64 |  | 5hp | 960*370*1260 | 2 X 20" | 38*14.5*50 |  |  | 2243.1052
CU089.14 | BCU - 72 |  | 6hp | 960*370*1260 | 2 X 20" | 38*14.5*50 |  |  | 2626.0141
CU089.15 | BCU - 100 |  | 8hp | 960*370*1260 | 2 X 20" | 38*14.5*50 |  |  | 2786.5888
CU089.151 | BCU - 110 |  | 9hp | 0 | 0 | 0 |  |  | 3838.9707
CU089.152 | BCU - 120 |  | 10hp | 0 | 0 | 0 |  |  | 4446.6843
CU089.16 | TCU - 06 | Top flow fan condenser set c/w metal casing like aircond unit | 5hp-6hp | 1050*910*930 | 1*20 | CR-104 |  |  | 3408.7228
CU089.17 | TCU - 08 |  | 8hp | 1050*910*930 | 1*20 | CR-104 |  |  | 4307.9412
CU089.19 | TCU - 100B |  | 10hp | 1310*1010*1100 | 1*26 | CR-105 |  |  | 5152.7814
CU089.20 | TCU - 120B |  | 12hp | 1310*1010*1100 | 1*26 | CR-106 |  |  | 5649.3278
CU089.21 | TCU - 150B |  | 15hp | 1310*1010*1100 | 1*26 | CR-106 |  |  | 6171.8132
CU089.22 | TCU - 120 |  | 10~12hp | 1618*1010*1100 | 2*20 | CR-105 |  |  | 6225.7895
CU089.23 | TCU - 150 |  | 15hp | 1618*1010*1100 | 2*20 | CR-106 |  |  | 6934.7886
CU089.24 | TCU - 200 |  | 20hp | 1618*1010*1100 | 2*26 | CR-107 |  |  | 8845.5681
CU089.25 | TCU - 220 |  | 22hp | 1618*1010*1100 | 2*26 | CR-108 |  |  | 9622.5027
CU089.26 | TCUV - 250 |  | 25hp | 2900*940*2000 | 3*26 | L-29L |  |  | 15218.7173
CU089.27 | TCUV - 300 |  | 30hp | 2900*940*2000 | 3*26 | L-29L |  |  | 14317.0286
CU089.28 | TCUV - 350 |  | 35hp | 2900*940*2000 | 3*26 | L-40L |  |  | 16536.6651
CU089.29 | TCUV - 400 |  | 40hp | 2900*940*2000 | 3*26 | L-40L |  |  | 17913.9021
CU089.30 | TCUV - 500 |  | 50hp | 2900*940*2000 | 3*26 | L-60L |  |  | 19364.0152
CU089.31 | TCUVS - 403 cw cooling coil |  | 40 | 0 | 1*32 | 0 |  |  | 29608.7412
CU090 | UC - 100 (DE 2.5) | Ceiling type evaporator use for comercial refrigerator - 25'C ~ 0'C | 1/2HP | 15.5" X 15.5" X 6" | 1x8" | DE2.5 |  |  | 512.6039
CU090.01 | UC - 150 (DE 3.2) |  | 3/4HP | 0 | 2x8" | DE3.2 |  |  | 716.4102
CU091 | UC - 200 (DE 5) |  | 1HP | 29.5" X15.5"X6" | 2x8" | DE5 |  |  | 773.229
CU092 | UC - 300 (DE7.5) |  | 1 1/2HP | 41.5" X15.5"X6" | 3x8" | DE7.5 |  |  | 1146.2564
CU092.01 | UC - 400 (DE11) |  | 2HP | 53.5" X15.5"X6" | 4x8" | DE11 |  |  | 1341.9488
CU092.02 | UC - 500 (DE15) |  | 2.5HP | 72" X15.5"X6" | 4x8" | DE15 |  |  | 1834.2998
CU092.03 | UC - 600 (DE18) |  | 3HP | 86" X15.5"X6" | 5x8" | DE18 |  |  | 1929.1326
CU092.04 | UC100 heater (A400mm*86.6mm) | (A 86.6mm,B 50mm) ,(C 108mm OLD MODEL) | [6 empty] | 36.1664
CU092.05 | UC100 heater (B400mm*50mm) | [7 empty] | 36.1664
CU092.06 | UC200 heater (A700mm*86.6mm) | [7 empty] | 57.2634
CU092.07 | UC200 heater (B700mm*50mm) | [7 empty] | 57.2634
CU092.08 | UC300 heater (A1030mm*86.6mm) | [7 empty] | 84.3882
CU092.09 | UC300 heater (B1030mm*50mm) | [7 empty] | 84.3882
CU092.10 | UC400 heater (A1030mm*86.6mm) | [7 empty] | 114.5268
CU092.11 | UC400 heater (B1030mm*50mm) | [7 empty] | 114.5268
CU092.12 | UC100 HEATER (L=320mm) | new model uc heater |  | 8*5*318L |  |  |  |  | 38.7497
CU092.13 | UC100 HEATER (LB=330mm) |  |  | 8*5*318LB |  |  |  |  | 39.557
CU092.14 | UC200 HEATER (L=605mm) |  |  | 8*5*648L |  |  |  |  | 53.819
CU092.15 | UC200 HEATER (LB=620mm) |  |  | 8*5*648LB |  |  |  |  | 60.2773
CU092.16 | UC300 HEATER (L=905mm) |  |  | 8*5*927L |  |  |  |  | 71.0411
CU092.17 | UC300 HEATER (LB=925mm) |  |  | 8*5*927LB |  |  |  |  | 77.4994
CU092.18 | UC400 HEATER (L=1205mm) | [7 empty] | 101.7179
CU092.19 | UC400 HEATER (LB=1225mm) | [7 empty] | 116.7872
CU092.20 | UC500 HEATER (L=1670mm) | [7 empty] | 124.3219
CU092.21 | UC500 HEATER (LB=1695mm) | [7 empty] | 148.8095
CU092.22 | UC600 HEATER (L=2020mm) | [7 empty] | 139.3912
CU092.23 | UC600 HEATER (LB=2040mm) | [7 empty] | 173.2972
CU092.24 | 8 X 5 X 318 (UC100) COIL |  | 1/2HP | [5 empty] | 284.8101
CU092.241 | 6 X 5 X 648 (UC150) COIL |  | 3/4HP | [5 empty] | 358.6498
CU092.25 | 8 X 5 X 648 (UC200) COIL |  | 1HP | [5 empty] | 465.642
CU092.26 | 8 X 5 X 927 (UC300) COIL |  | 1 1/2HP | [5 empty] | 709.7649
CU092.27 | Drain pipe fitting (UC) | COOLING COIL C/W DRAIN PAN ( 有水盘 ) | 0 | 0 | 0 | 0 |  |  | 11.4653
CU093 | 5 X 10 X 4R | COOLING COIL C/W DRAIN PAN ( 有水盘 ) | 1/4hp | 1 door (360l) | 0 | 5 X 10 X 4R |  |  | ~
CU094 | 5 X 14 X 4R |  | 1/3hp | 1 door (400l) | 0 | 5 X 14 X 4R |  |  | 203.9554
CU095 | 5 X 20 X 4R |  | 1/2HP | 2 door (1050l) | 0 | 5 X 20 X 4R |  |  | 258.114
CU096 | 5 X 23 X 4R |  | 1/2HP (B) | 2 door (1050l) | 0 | 5 X 23 X 4R |  |  | 313.0781
CU097 | 5 X 33 X 4R |  | 1/2hp-3/4hp | 3 door (1480l) | 0 | 5 X 33 X 4R ( 有水盘 ) |  |  | 372.8357
CU098 | 5 X 48 X 4R |  | 1HP | 4 door (1480l) | 0 | 5 X 48 X 4R |  |  | ~
CU099 | 5 X 10 X 4R | COOLING COIL ( 无水盘 ) | 1/4hp | 1 door (360l) | 0 | 5 X 10 X 4R ( 无水盘 ) |  |  | 122.1134
CU100 | 5 X 14 X 4R |  | 1/3hp | 1 door (400l) | 0 | 5 X 14 X 4R ( 无水盘 ) |  |  | 145.4969
CU100.01 | 5 X 16 X 4R |  | 1/3hp | 1 door (400l) | 0 | 5 X 16 X 4R ( 无水盘 ) |  |  | 170.1794
CU101 | 5 X 20 X 4R |  | 1/2HP | 2 door (1050l) | 0 | 5 X 20 X 4R ( 无水盘 ) |  |  | 219.5444
CU101.01 | 5 X 23 X 4R |  | 1/2HP | 2 door (1050l) | 0 | 5 X 23X 4R ( 无水盘 ) |  |  | 240.3297
CU102 | 5 X 33 X 4R |  | 1/2hp-3/4hp | 3 door (1480l) | 0 | 5 X 33 X 4R ( 无水盘 ) |  |  | 306.5827
CU103 | 5 X 48 X 4R |  | 1HP | 3 door (1480l) | 0 | 5 X 48 X 4R |  |  | 441.1201
CU103.10 | 5 X 55 X 4R (1400mm) | [7 empty] | 495.9176
CU103.11 | 5 X 83 X 4R (2100mm) | [7 empty] | 667.1598
CU103.01 | 5 x 6 x 13 (30u) |  | 3/4hp frezzer | 1 door frezzer(400l) | 0 | 0 |  |  | 235.6978
CU104 | 5 x 6 x 22 (30u) |  | 1hp frezzer | 2 door frezzer(1050l) | 0 | 5 x 6 x 22 (30u) |  |  | 367.9928
CU104.01 | 5 x 6 x 33 (30u) |  | 1.5hp frezzer | 3 door frezzer(1480l) | 0 | 5 x 6 x 33 (30u) |  |  | 548.3244
CU105 | 4 x 32 x 4R |  | 1/2hp | 4 x 4 x 814 | 0 | 4 x 32 x 4R |  |  | 305.8902
CU105.01 | 4*4*1520 (60") |  | 0 | [5 empty] | 447.0656
CU105.02 | 4*4*1680 (66") |  | 1.5HP | [5 empty] | 484.8685
CU105.03 | 4*5*1200 (47") |  | 0 | [5 empty] | 485.7247
CU105.04 | 4*5*1400 (55") |  | 6 | [5 empty] | 524.3254
CU105.05 | 4*5*2100 (83") |  | 0 | [5 empty] | 747.6701
CU105.06 | 4*5*2700 (106") |  | 6 | [5 empty] | 942.499
CU105.07 | 4*5*3250 (128") | [7 empty] | 1116.2018
CU106 | 12 x 11 x 3R (280) |  | 3/8~1/2hp | 1.8,2.1 chiller,1.2,1.5 frezzer | 0 | 0 |  |  | 238.0952
CU106.01 | 12 x 13 x 3R (330) |  | 3/4hp | 1.8,2.1 counter frezzer | 0 | 0 |  |  | 287.824
CU107 | 8 x 11 x 3R (280) |  | 1/3hp | 1.2,1.5m counter chiller | 0 | 8 x 11 x 3R (280) |  |  | 170.2833
CU107.01 | 3 x 42 x 450 |  | 0 | 0 | 0 | 0 |  |  | 1496.9094
CU107.02 | 4 x 42 x 450 |  | 0 | 0 | 0 | 0 |  |  | 2058.2505
CU107.03 | 3 x 12 x 350 |  | 0 | 0 | 0 | 0 |  |  | 232.6566
CU107.031 | 6*6*460 |  | 0 | 0 | 0 | 0 |  |  | 311.7294
CU107.04 | 4*48*550 | blast coil | 0 | 0 | 0 | 0 |  |  | 6663.8346
CU107.05 | 5*48*550 | [7 empty] | 7000.4991
CU107.06 | 6*48*550 | [7 empty] | 7870.4098
CU108 | OB15-32 | Outdoor bracket | 0 | 0 | KG | 0 |  |  | 147.541
CU109 | OB36 |  | CU15~CU32 | 22.5L*41W*18H | 10 | 0 |  |  | 147.541
CU110 | OB40 |  | CU40 | 27*43*20 | 10 | 0 |  |  | 147.541
CU111 | OB50 |  | CU50 | 29*46*26 | 20 | 0 |  |  | 295.082
CU112 | OB64-72B |  | CU64B~72B | 31*45*20 | 20 | 0 |  |  | 295.082
CU113 | OB64-72 |  | CU64-72 | 42*47*26 | 22 | 0 |  |  | 324.5902
CU114 | OB80-100 |  | CU80~100 | 44.5*47*26 | 23 | 0 |  |  | 339.3443
CU115 | OB125-160 |  | CU125~160 | 57*51*30 | 26 | 0 |  |  | 383.6066
CU116 | OB200 |  | CU200 | 65*58*40 | 45 | 0 |  |  | 663.9344
CU117 | OB250 |  | CU250 | 86*61*40 | 53 | 0 |  |  | 1032.7869
CU118 | OB300-400 |  | CU300~400 | 65*66*40 | 53 | 0 |  |  | 681.4286
CU118.1 | 3/8 wall plug (100pcs) | wall plug | ob15-100 | 0 | 0 | 0 |  |  | 85.7143
CU118.2 | 3/8 wall plug (1pc) |  | 0 | 0 | 0 | 0 |  |  | 1.3333
CU118.3 | 1/2 wall plug (30pcs) | [7 empty] | 76.5
CU118.4 | 1/2 wall plug (1pc) |  | 0 | 0 | 0 | 0 |  |  | 3.06
CU124 | WC-1HP | WC condenser set for aquarium water chiller and hermertic cond unit | 0 | 0 | 0 | 0 |  |  | 802.8735
CU125 | WC-1.5HP |  | 0 | 0 | 0 | 0 |  |  | 889.3369
CU128 | LCU-02 | Lcu condenser set cw metal casing and Heavy duty fan sets | 2.5hp | 1210*530*866 | 1 x 18 | CYQ75-500 |  |  | ~
CU129 | LCU-03 |  | 3hp | 1210*530*866 | 1 x 18 | CYQ75-580 |  |  | 2285.1016
CU130 | LCU-04 |  | 4hp | 1210*530*866 | 1 x 20 | CYQ75-650 |  |  | ~
CU131 | LCU-05 |  | 5hp | 1210*530*1100 | 2 x 16 | CYQ75-820 |  |  | 3177.0726
CU132 | LCU-06 |  | 6hp | 1210*530*1260 | 2 x 18 | CYQ75-1100 |  |  | 3368.1401
CU133 | LCU-08 |  | 8hp | 1210*530*1260 | 2 x 18 | CYQ75-1100 |  |  | 4133.9579
CU134 | LCU-10 |  | 10hp | 1521*560*1350 | 2 x 20 | cr105 |  |  | 4839.9063
CU135 | LCU-12 |  | 12hp | 1521*560*1350 | 2 x 20 | cr106 |  |  | 5403.1529
CU136 | LCU-15 |  | 15hp | 1521*560*1550 | 2 x 20 | cr107 |  |  | 5863.8788
CU137 | LCU-20 |  | 20hp | 1521*560*1550 | 2 x 20 | cr108 |  |  | 7246.0565
CU140 | GREEN COLOUR CAT (1L) |  | 0 | 0 | 0 | 0 |  |  | 28
CU141 | BLUE COLOUR CAT (1L) |  | 0 | 0 | 0 | 0 |  |  | 28
CU142 | CYQ75-500 RECEIVER TANK |  | 2hp | 500mml*75mm | 2.2L | bcu36 |  |  | 115.0748
CU143 | CYQ75-580 RECEIVER TANK |  | 3hp | 580mml*75mm | 2.6L | bcu40 |  |  | 127.4042
CU144 | CYQ75-600 RECEIVER TANK 3/8" | [7 empty] | 143.8435
CU145 | CYQ75-820 RECEIVER TANK | [7 empty] | 168.5024
CU146 | CYQ75-1000 RECEIVER TANK 1/2" | ice cube condenser | [6 empty] | 213.7103
CU146.1 | 4 x 14 x 300 condenser | [7 empty] | 314.9735
CU146.2 | 4 x 16 x 300 condenser | [7 empty] | 348.3236
CU146.3 | 4 x 16 x 400 condenser |  | 1.5HP | 0 | 0 | 0 |  |  | 412.5535
CU147 | 4 x 20 x 400 condenser |  | 2HP | 0 | 0 | 0 |  |  | 531.1317
CU148 | 4 x 24 x 400 condenser |  | 2.5HP | 0 | 0 | 0 |  |  | 621.3006
CU151 | fan motor 25w(for bcu10-22,wcu1-1.5hp) |  | 0 | 0 | 0 | 0 |  |  | 117.5407
CU151.1 | fan motor 40w(for wcu2hp-3hp) |  | 0 | 0 | 0 | 0 |  |  | 143.1585
CU152 | fan motor 85w(for bcu36-100) |  | 0 | 0 | 0 | 0 |  |  | 210.9705
CU153 | fan blade 400mm 25w(for bcu10-22,wcu1-1.5hp) |  | 0 | 0 | 0 | 0 |  |  | 16.5763
CU153.1 | fan blade 400mm 40w(wcu2-3hp) |  | 0 | 0 | 0 | 0 |  |  | 27.1248
CU154 | fan blade 496mm*150mm(bcu36-100) |  | 0 | 0 | 0 | 0 |  |  | 37.6733
CU155 | fan cover (bcu10-22) |  | 0 | 0 | 0 | 0 |  |  | 21.097
CU156 | fan cover (bcu36-100) |  | 0 | 0 | 0 | 0 |  |  | 36.1664
CU157 | 15hp 2*41*2r left/right condenser (705+935mm) |  | 0 | 0 | 0 | 0 |  |  | 4612.5219
CU158 | 15hp 2*41*2r left/right condenser (780+960mm) |  | 0 | 0 | 0 | 0 |  |  | 4669.9191
CU159 | 7.5hp 1*36*3r L shape condenser (280+880mm) |  | 0 | 0 | 0 | 0 |  |  | 2684.2224

## Weiguang
WELLER AIR-COND PARTS ENTERPRISE SDN BHD (613386-K)
DATE :5.5.26
PRICE WILL UPDATE OR CHANGE EVERYWEEK DUE TO THE DATE
ITEM | MODEL | DECRIPTION | WATTS | RM | PICTURE
WEI001 | YWF4E-200-G (8") (1PH) (230V) | WEIGUANG AXIAL FAN SETS 1PH & 3PH (230V , 380V ~ 415V) | 40 | 125.2174
WEI002 | YWF4E-250-G (10") (1PH) (230V) |  | 50 | 128.6324
WEI002.1 | YWF2E-250-G (10") (1PH) (230V) 2500rpm |  | 50 | 135.0641
WEI003 | YWF4E-250B (10") (1PH) (230V) |  | 50 | 128.6324
WEI004 | YWF4E-300-G (12") (1PH) (230V) |  | 85 | 133.1858
WEI004.1 | YWF4D-300-G (12") (3PH) (415V) |  | 85 | 133.1858
WEI005 | YWF4E-300B (12") (1PH) (230V) |  | 85 | 133.1858
WEI005.1 | YWF2E-300-S (12") (1PH) (230V)7 BLADE C/W 2M WIRE |  | 85 | 144.6673
WEI005.2 | YWF2D-300-S (12") (3PH) (415V)7 BLADE C/W 2M WIRE |  | 85 | 144.6673
WEI005.3 | YWF2D-300-B (12") (3PH) (415V)7 BLADE |  | 85 | 144.6673
WEI006 | YWF4E-330-G (13") (1PH) (230V) |  | 95 | 155.9526
WEI007 | YWF4E-350-G (14") (1PH) (230V) |  | 140 | 179.8578
WEI008 | YWF4D-350-G (14") (3PH) (415V) |  | 140 | 179.8578
WEI009 | YWF4E-400-G (16") (1PH) (230V) |  | 180 | 199.2095
WEI010 | YWF4D-400-G (16") (3PH) (415V) |  | 180 | 199.2095
WEI011 | YWF6E-400-G (16") (1PH) (230V) - 6poles |  | 108 | 199.2095
WEI012 | YWF6D-400-G (16") (3PH) (415V) - 6poles |  | 108 | 199.2095
WEI013 | YWF4E-450-G (18") (1PH) (230V) |  | 250 | 226.5297
WEI014 | YWF4D-450-G (18") (3PH) (415V) |  | 250 | 226.5297
WEI015 | YWF6D-450-G (18") (3PH) (415V) - 6poles |  | 150 | 226.5297
WEI016 | YWF4E-500-G (20") (1PH) (230V) |  | 420 | 288.5123
WEI017 | YWF4D-500-G (20") (3PH) (415V) |  | 450 | 288.5123
WEI019 | YWF4D-550-G (22") (3PH) (415V) |  | 600 | 342.6404
WEI020 | YWF4D-600-G (24") (3PH) (415V) |  | 780 | 421.1859
WEI021 | YWF4D-630-G (26") (3PH) (415V) |  | 800 | 459.8894
WEI022 | YWF6D-710-G (28") (3PH) (415V) |  | 900 | 1024.5062
WEI023 | YWF6D-800-G (32") (3PH) (415V) |  | 1200 | 1325.2864
WEI023.01 | YWF4D-350-G (14") (3PH ) (415V) cw 1.5m wire |  | 140 | 179.8578
WEI023.1 | YWF4D-400-G (16") (3PH) (415V) C/W 1.5M WIRE |  | 180 | 199.2095
WEI023.2 | YWF4D-450-G (18") (3PH) (415V) C/W 1.5M WIRE |  | 250 | 226.5297
WEI023.3 | YWF4D-500-G (20") (3PH) (415V) C/W 1.5M WIRE |  | 450 | 288.5123
WEI024 | YWF4E-400-J (16") (1PH) (230V) |  | 200 | 224.2737
WEI025 | YWF4D-400-J (16") (3PH) (415V) |  | 200 | 224.2737
WEI025.3 | YWF4D-450-S-137/35 (18") (3PH) (415V) (HEAVY DUTY) 7 BLADE |  | 370 | 367.2953
WEI026 | YWF4D-500S-145/65A2-G (20") (3PH) (415V)(ALUMINIUM DIE CAST) |  | 800 | 671.5172
WEI026.1 | YWF4D-500S-137/60-G (20") (3PH) (415V) (HEAVY DUTY) 7 BLADE |  | 750 | 414.6456
WEI026.2 | YWF4D-630-S-168/80-G (26") (3PH) (415V) (HEAVY DUTY) |  | 1900 | 902.3105
WEI026.3 | YWF4D-630S-180/105A2-G (26") (3PH) (415V)(ALUMINIUM DIE CAST) |  | 2700 | 1476.034
WEI026.4 | YWF4E-300-G (12") (1PH) (230V) S/STEEL | WEIGUANG heavy duty fan sets 1PH & 3PH (230V , 380V ~ 415V)S/Steel fan blade & guard | 85 | 241.35
WEI026.5 | YWF4D-300-G (12") (3PH) (415V) S/STEEL |  | 85 | 242.7292
WEI026.6 | YWF2D-300-S (12") (3PH) (415V) S/STEEL (HEAVY DUTY) 7 BLADE C/W 2M WIRE |  | 165 | 289.62
WEI026.7 | YWF4E-400-G (16") (1PH) (230V) S/STEEL |  | 205 | 358.5772
WEI026.8 | YWF4D-400-G (16") (3PH) (415V) S/STEEL |  | 205 | 358.5772
WEI026.81 | YWF4D-450-S-137/35 (18") (3PH) (415V) S/S AXIAL FAN SET (HEAVY DUTY) 7 BLADE |  | 0 | 0
WEI026.9 | YWF4D-500S-137/60-G (20") (3PH) (415V) S/STEEL (HEAVY DUTY) 7 BLADE | WEIGUANG end plate TYPE FAN SETS 1PH & 3PH (230V , 380V ~ 415V) | 750 | 545.0373
WEI027 | YWF4D-500-S 137/60-G (20") (3PH ) (415V)7blade cw end plate |  | 750 | 530.0271
WEI028 | YWF4D-630S-180/105-B1 (26") (3PH) (415V)C/W END PLATE (HEAVY DUTY) |  | 2700 | 1454.7347
WEI028.01 | YWF4D-630S-180/75-B1 (26") (3PH) (415V) C/W END PLATE (HEAVY DUTY) |  | 1900 | 1027.9212
WEI028.02 | YWF.A6T-710S-7FIS01(28")(3PH 415V)C/W END PLATE (HEAVY DUTY) |  | 1100 c/w plate | 1324.6637
WEI028.03 | YWF6D-800-180/75-B1 (32") (3PH) (415V)C/W END PLATE (HEAVY DUTY) |  | 1200 | 1971.7731
WEI029 | YWF6D-800S-180/105-B1 (32") (3PH) (415V) C/W END PLATE (HEAVY DUTY) |  | 1900 | 2607.8339
WEI029.1 | YWF6D-910S-180/120-G (36") (3PH) (415V)(HEAVY DUTY) | AIR DIRECTOR | 2500 | 2582.5397
WEI029.2 | 16" AIR DIRECTOR |  | 0 | 72.9516
WEI029.3 | 20" AIR DIRECTOR | BEARING TYPE | 0 | 83.6176
WEI029.4 | YZF5-13B (5WATTS) 200mm BEARING |  | 200 28° | 32.0513
WEI029.5 | YZF10-20B (10WATTS) 230mm BEARING |  | 230 28°,250 22° | 38.3598
WEI029.7 | YZF18-30B (18WATTS) 300mm BEARING |  | 300 22° | 47.3138
WEI029.8 | YZF25-40B (25WATTS) 300mm BEARING | SHADED POLE MOTOR | 300 25° | 60.7641
WEI030 | YZF5-13 (5WATTS) 200mm |  | 200 28° | 28.5918
WEI031 | YZF10-20 (10WATTS) 230mm |  | 230 28°,250 22° | 34.3915
WEI032 | YZF16-25 (16WATTS) 254mm |  | 250 28° | 40.4965
WEI033 | YZF18-30 (18WATTS) 300mm |  | 300 22° | 43.4473
WEI033.01 | YZF25-40 (25WATTS) 300mm |  | 300 25° | 52.5031
WEI033.02 | YZF34-45 (34WATTS) 300mm |  |  | 57.1836
WEI034.01 | ECM5310H (ec fan) 7/11w |  |  | 54.1126
WEI034.02 | 200MM PLASTIC RING |  |  | 11.6041
WEI034.03 | 8W EC Q FAN (Replacement 10w motor) |  |  | 34.8725
WEI034.04 | FAN MOTOR BRACKET | RING |  | 0.60125
WEI034.2 | 6" FAN RING |  |  | 7.3775
WEI034.3 | 7" FAN RING |  |  | 8.8226
WEI035 | 8" FAN RING |  |  | 9.5831
WEI035.1 | 9" FAN RING |  |  | 11.4085
WEI035.2 | 10" FAN RING |  |  | 12.093
WEI035.3 | 12" FAN RING | FAN GUARD |  | 13.9944
WEI035.4 | 6" FAN GUARD |  |  | 4.2756
WEI035.5 | 7" FAN GUARD |  |  | 5.0127
WEI036 | 8" FAN GUARD (200mm/H40) |  |  | 8.802
WEI036.1 | 9" FAN GUARD |  |  | 9.2883
WEI037 | 10" FAN GUARD (254mm/H50) |  |  | 12.0987
WEI038 | 12" FAN GUARD (300mm/H50) | FAN BLADE |  | 13.1437
WEI038.1 | 6" FAN BLADE |  |  | 1.8158
WEI038.2 | 7" FAN BLADE |  |  | 2.2246
WEI039 | 8" FAN BLADE 28° (200mm) |  |  | 3.2949
WEI039.01 | 8" FAN BLADE 28°B (200mm) |  |  | 3.2949
WEI039.1 | 9" FAN BLADE (230mm) |  |  | 4.0404
WEI040 | 10" FAN BLADE 22° (250mm) |  |  | 5.772
WEI040.0 | 10" FAN BLADE 28° (250mm) |  |  | 5.772
WEI040.1 | 10" FAN BLADE 28°B (250mm) |  |  | 5.772
WEI041 | 12" FAN BLADE 22° (300mm) |  |  | 8.5317
WEI041.0 | 12" FAN BLADE 25° (300mm) | Video Fan (Sleeve (Bearing type) |  | 8.5317
WEI041.1 | 4" VIDEO FAN (SLEEVE BEARING) | Video Fan (Bearing type) |  | 22.3036
WEI042 | 4" VIDEO FAN (BEARING TYPE) |  |  | 27.9813
WEI042.1 | 4" VIDEO FAN GUARD | Video Fan (Bearing type) |  | 1.2401
WEI042.2 | 6" VIDEO FAN GUARD | Shaded pole motor c/w 124mm fan blade |  | 2.3148
PRICE VALID : For intend order only and ex-factory at K.L price
*PRICE WILL BE CHANGE ON THE FINAL PAYMENT DUE TO THE CURRENCY RATE
*PLEASE EMAIL OR FAX OVER THE BANK IN SLIP
BANK ACC :HONG LEONG BANK BHD 36600016285 , PUBLIC BANK BHD 3119617816
BENEFICIARY :WELLER AIR-COND PARTS ENTERPRICE SDN BHD

## ZIEHL
WELLER AIR-COND PARTS ENTERPRISE SDN BHD (613386-K)
DATE :5.5.26
ITEM CODE | GUARANTEE GENUINE GERMANY FAN SETS | PH & Voltage | BRAND | 1Pallet quantity | RM | PICTURE
ZI 001.1 | (16") FN040-VDK Ziehhlabegg fan (1PH) | 1PH (230V) | Ziehhlabegg | 28 | 501.1111
ZI001 | (16") FN040-VDK Ziehhlabegg fan (3ph) | 3PH (415V) |  | 28 | ~
ZI002 | (20") FN050-VDK Ziehhlabegg fan | 3PH (415V) |  | 28 | ~
ZI003 | (26") FN063-VDK Ziehhlabegg fan | 3PH (415V) |  | 6 | ~
ZI005 | (32") FN080-sDQ Ziehhlabegg fan (6poles) | 3PH (415V) |  | 6 | ~
ZI 8 | (26") FB063-VDK Ziehhlabegg fan | 3PH (415V) |  |  | 1454.3015
ZI005.1 | 12" EBM FAN SET (1PH) | 1PH (230V) | EBM |  | ~
ZI005.2 | 14" EBM FAN SET (1PH) | 1PH (230V) |  |  | ~
ZI005.3 | 14" EBM FAN SET (3PH) | 3PH (415V) |  |  | 363.1892
ZI006 | 16" EBM FAN SET (1PH) | 1PH (230V) |  | 45 | 470.7233
ZI007 | 16" EBM FAN SET (3PH) | 3PH (415V) |  | 46 | ~
ZI007.1 | 18" EBM FAN SET (3PH) | 3PH (415V) |  |  | ~
ZI008 | 20" EBM FAN SET (3PH) | 3PH (415V) |  | 47 | ~
ZI009 | 26" EBM FAN SET (3PH) | 3PH (415V) |  | 48 | 1922.7663
ZI010 | 32" EBM FAN SET (3PH) c/w end plate(800mm) | 3PH (415V) |  |  | 2766.3024
ZI010.1 | 36" EBM FAN SET (3PH) c/w end plate(910mm) | 3PH (415V) |  |  | ~
ZI011 | 10watts ebm fan motor (M4Q045CA03A4/C01) | 0 |  |  | ~
ZI012 | 18watts ebm fan motor (M4Q045DA13A4/C01) | 0 |  |  | ~
PRICE VALID : Ex-factory at K.L price
*PRICE WILL BE CHANGE ON THE FINAL PAYMENT DUE TO THE CURRENCY RATE
*PLEASE EMAIL OR FAX OVER THE BANK IN SLIP
BANK ACC :HONG LEONG BANK BHD 36600016285 , PUBLIC BANK BHD 3119617816
BENEFICIARY :WELLER AIR-COND PARTS ENTERPRICE SDN BHD
COMPUTER PRINT GENERATE ONLY

## QC
WELLER AIR-COND PARTS ENTERPRISE SDN BHD (613386-K)
DATE :5.5.26
PRICE WILL UPDATE OR CHANGE EVERYWEEK DUE TO THE DATE
ITEM CODE | NEW QC UNIT BLOWER (FREEZER) MODEL | DECRIPTION | COMPRESSOR TO MATCH | BTU/HR td7 | kW td7 | Flowrate meter | Dimension (mm) | Voltage | Heater pcs | Heater KW | Size outlet copper p-trap | (Frezzer) TEX (R22) -25c orifice no | (Frezzer) TES (R404) -25c orifice no | (RM) axial fan | Axial fan c/w exp valve ,p trap | (RM)aluminium heavy duty fan | heavy fan c/w p trap and exp valve | PICTURE
QC001 | CL301C4 | FREEZER - 5'C ~ - 25'C ( 7mm ~ 9mm Fin Spacing) Unit blower with EBM / AXIAL FAN SETS | MT22,CS11,zb15 | 4778.2 | 1.4 | 9 | 1x300 | 230 | 3 | 1.5 | 0.875 | 1 / RCX0834 | 1 / RCX0834 | 1383.1314 | 1627.2204 | ~ | ~
QC002 | CL302C3 |  | MT32-MT36,ZB19 | 6826 | 2 | 9 | 2x300 | 230 | 3 | 2.4 | 0.875 | 2 / RCX1234 | 2 / RCX1034 | 1895.9928 | 2122.3969 | ~ | ~
QC003 | CL302C4 |  | MT40-MT44,ZB21 | 7849.9 | 2.3 | 9 | 2x300 | 230 | 3 | 2.4 | 0.875 | 2 / RCX1634 | 3 / RCX1534 | 2071.3754 | 2291.7319 | ~ | ~
QC004 | CL302C6 |  | MT50-MT64,ZB29,ZB38 | 10239 | 3 | 8 | 2x300 | 230 | 5 | 4 | 1.125 | 3 / RCX2434 | 3 / RCX1534 | 2581.5795 | 2803.2192 | ~ | ~
QC005 | CL303C4 |  | MT50-MT64,ZB29,ZB38 | 12628.1 | 3.7 | 9 | 3x300 | 230 | 3 | 6 | 1.125 | 4 / RCX3134 | 4 / RCX2034 | 2792.8359 | 3007.1909 | ~ | ~
QC006 | CL303C6 |  | 4DES5Y,MT100,ZB45 | 15699.8 | 4.6 | 9 | 3x300 | 230 | 5 | 6 | 1.125 | 5 / RCX4734 | 6 | 3427.9337 | 3620.3887 | ~ | ~
QC006.1 | CL304C6 |  | 4CES6YY,MT125,ZB48 | 21501.9 | 6.3 | 9 | 4x300 | 230 | 5 | 6 | 1.125 | TEX5-1 / SCX0645 | TES5-1 / TGES5 | 4486.8729 | 4953.7689 | ~ | ~
QC007 | CL401C3 |  | MT28,ZB15 | 6826 | 2 | 12 | 1x400 | 230 | 3 | 1.5 | 0.875 | 1 / RCX0834 | 1 / RCX0834 | 1648.8627 | 1883.7885 | 2132.9124 | 2424.6956
QC008 | CL401C4 |  | MT32,ZB19 | 7849.9 | 2.3 | 12 | 1x400 | 230 | 3 | 1.5 | 0.875 | 2 / RCX1234 | 2 / RCX1034 | 1939.8384 | 2164.7306 | 2413.8545 | 2705.6377
QC009 | CL401C5 |  | MT40,ZB21 | 9897.7 | 2.9 | 12 | 1x400 | 230 | 5 | 2.5 | 0.875 | 3 / RCX2434 | 3 / RCX1534 | 2125.8503 | 2344.3283 | 2524.1788 | 2815.962
QC010 | CL401C6 |  | MT50,ZB26 | 10580.3 | 3.1 | 12 | 1x400 | 230 | 5 | 2.5 | 0.875 | 3 / RCX2434 | 3 / RCX2034 | 2222.8423 | 2437.9757 | 2617.8262 | 2909.6094
QC010.1 | CL402C3 |  | MT64,ZB29 | 12628.1 | 3.7 | 14 | 2x400 | 415 | 3 | 3 | 1.125 | 3 / RCX2434 | 3 / RCX2034 | 2645.355 | 2864.7955 | 3644.6015 | 3955.2612
QC011 | CL402C4 |  | MT80,CS33,ZB38 | 16041.1 | 4.7 | 14 | 2x400 | 415 | 3 | 3 | 1.125 | 4 / RCX3134 | 3 / RCX2034 | 2968.2185 | 3176.5258 | 3956.3318 | 4266.9915
QC012 | CL402C5 |  | 4EES4Y,MT100,ZB45 | 19795.4 | 5.8 | 14 | 2x400 | 415 | 5 | 5 | 1.125 | 4 / RCX3134 | 4 | 3297.7253 | 3494.6703 | 4169.2834 | 4479.943
QC013 | CL402C6 |  | 4DES5Y,MT125,ZFI23,ZB48 | 21501.9 | 6.3 | 14 | 2x400 | 415 | 5 | 5 | 1.125 | 5 / RCX4734 | 5 zfi | 3632.5468 | 3817.9462 | 4492.5592 | 4803.2189
QC013.1 | CL403C4 |  | 4CES6Y,MT125,ZFI26,ZB58 | 25597.5 | 7.5 | 15 | 3x400 | 415 | 3 | 7.5 | 1.125 | 6 | 5 zfi,6 | 4387.2236 | 4546.5997 | 5868.2672 | 6178.9268
QC014 | CL403C5 |  | 4TES9Y,MT160,ZFI30 | 29351.8 | 8.6 | 15 | 3x400 | 415 | 5 | 7.5 | 1.125 | 6 / SCX0645 | TES2-6 /TGES5 | 4817.7083 | 5273.1962 | 6137.6637 | 6759.2795
QC015 | CL403C6 |  | 4PES12Y,ZFI36 | 33447.4 | 9.8 | 15 | 3x400 | 415 | 5 | 7.5 | 1.375 | 6 / SCX0645 | TES2-6 /TGES5 | 5435.5336 | 5907.9529 | 6734.1847 | 7394.0362
QC016 | CL404C6 |  | 4NES14Y,ZFI39 | 41297.3 | 12.1 | 16 | 4x400 | 415 | 5 | 9 | 1.375 | TEX5-1 / TCLE5HW / SCX0645 | TES5-1 /TGES5 | 6858.5247 | 7281.8753 | 8647.4029 | 9307.2544
QC018 | NT501C6 |  | 4CES6Y,MT125,ZFI26 | 26962.7 | 7.9 | 26 | 1X500 | 415 | 6 | 9 | 1.125 | 6 | 6 /5 zfi | 4761.9048 | 5352.9493 | 5116.2528 | 5688.5339
QC019 | NT501C8 |  | 4TES9Y,ZFI31,ZFI36 | 30034.4 | 8.8 | 26 | 1X500 | 415 | 6 | 9 | 1.375 | 6 | TES2-6 /TGES5 | 5598.6534 | 6226.0532 | 5926.438 | 6533.9203
QC020 | NT502C4 |  | 4PES12Y,ZFI39 | 42662.5 | 12.5 | 26 | 2X500 | 415 | 6 | 9 | 1.375 | TEX5-1 / TCLE5HW / RCX4734 | TES5-1 ZFI /TGES5 | 6801.3271 | 7448.399 | 7643.3899 | 8269.9199
QC021 | NT502C5 |  | 4NES14Y,ZFI50 | 48464.6 | 14.2 | 26 | 2x500 | 415 | 6 | 9 | 1.375 | TEX5-2 / TCLE7.5HW / SCX0645 | TES5-1 ZFI /TGES7.5 | 7755.1717 | 8402.2437 | 8566.9538 | 9193.4837
QC022 | NT502C6 |  | 4HE18Y,ZFI59,ZFI68 | 54608 | 16 | 26 | 2x500 | 415 | 6 | 9 | 1.375 | TEX5-2 / TCLE7.5HW / SCX0845 | TES5-2 ZFI /SCX0857/TGES7.5 | 8490.6811 | 9137.7531 | 9279.1136 | 9905.6436
QC023 | NT502C8 |  | 4GE23Y,ZFI81 | 61434 | 18 | 26 | 2x500 | 415 | 6 | 9 | 1.625 | TEX5-3 / TCLE10HW / SCX1057 | TES5-3 /SCX0957/TGES9,TES5-2 ZFI | 10380.0742 | 11080.509 | 11108.5259 | 11786.7248
QC023.1 | NT503C5 |  | 4FE25Y / 4GE23Y,ZFI81 | 72000 | 21.0958 | 26 | 3X500 | 415 | 6 | 14.4 | 1.625 | TEX5-4 / TCLE12HW / SCX1257 | TES5-4 /SCX0957/TGES11,TES5-3 ZFI | 11280.2498 | 11980.6847 | 12577.7643 | 13255.9632
QC024 | NT503C6 |  | S6H-20.2Y / 6HE28Y,ZFI81 | 81912 | 24 | 26 | 3x500 | 415 | 6 | 14.4 | 1.625 | TEX5-4 / TCLE12HW / SCX1257 | TES5-4/ TGES13 | 12346.3115 | 13248.4914 | 13609.9828 | 14483.5221
QC025 | NT503C8 |  | 6GE34Y,ZFI96 | 93857.5 | 27.5 | 26 | 3x500 | 415 | 6 | 14.4 | 2.125 | TEX5-4 / TJLE14HW / SCX1457 | TES12-5 ZFI/ TGES13 | 14977.3126 | 15990.7866 | 16157.4601 | 17138.7603
QC025.1 | NT504C6 |  | 6GE34Y,ZFI122 | 115000 | 33.6947 | 30 | 4x500 | 415 | 6 | 16.2 | 2.125 | TEX5-4 / TJLE14HW / SCX1457 | TES12-5 ZFI/ TGES13 | 15929.9375 | 16943.4116 | 17681.9045 | 18663.2047
QC026 | NT504C8 |  | 6FE44Y/S6F-30.2,ZFI140 | 122868 | 36 | 30 | 4x500 | 415 | 6 | 16.2 | 2.125 | TEX12-5 / TJLE14HW / SCX1457 | TES12-6 ZFI/ TGES18 | 19396.4676 | 20409.9416 | 21038.386 | 22019.6862
QC001 | CL301C4H | CHILLER +15'C ~ 0'C ( 6mm Fin Spacing) Unit blower with EBM / AXIAL FAN SETS W/O HEATER | MT18,KCJ484 | 10900 | 3.1937 | 9 | 1x300 | 230 |  | ~ | 0.875 | 1 / RCX1234 | 1 / RCX0834 | 1275.5102 | 1461.023 | ~ | ~
QC002 | CL302C3H |  | MT22,CS11,zb15 | 14600 | 4.2778 | 9 | 2x300 | 230 |  | ~ | 0.875 | 1 / RCX1234 | 2 / RCX1034 | 1748.5119 | 1917.7143 | ~ | ~
QC003 | CL302C4H |  | MT32,ZB19,CS13 | 18300 | 5.3619 | 9 | 2x300 | 230 |  | ~ | 0.875 | 2 / RCX1634 | 3 / RCX1534 | 1923.8946 | 2087.0493 | ~ | ~
QC004 | CL302C6H |  | MT40,ZB21,CS20 | 25800 | 7.5593 | 8 | 2x300 | 230 |  | ~ | 1.125 | 2 / RCX1634 | 3 / RCX1534 | 2335.7781 | 2484.7299 | ~ | ~
QC005 | CL303C4H |  | MT50,ZB29,CS27 | 30400 | 8.9071 | 9 | 3x300 | 230 |  | ~ | 1.125 | 3 / RCX2434 | 4 / RCX2034 | 2593.5374 | 2733.601 | ~ | ~
QC006 | CL303C6H |  | MT64,ZB38,CS33 | 44800 | 13.1263 | 9 | 3x300 | 230 |  | ~ | 1.125 | 4 / RCX3134 | 5 / RCX3034 | 3095.7696 | 3218.5148 | ~ | ~
QC006.1 | CL304C6H |  | MT80,ZB45,CR72 | 63600 | 18.6346 | 9 | 4x300 | 230 |  | ~ | 1.125 | 5 / RCX4734 | 6 / SCX0445 | 4041.773 | 4131.8974 | ~ | ~
QC007 | CL401C3H |  | MT22,CS11,zb15 | 10900 | 3.1937 | 12 | 1x400 | 230 |  | ~ | 0.875 | 1 / RCX1234 | 1 / RCX0834 | 1541.2415 | 1717.5912 | 2132.9124 | 2362.4083
QC008 | CL401C4H |  | MT32,ZB19,CS13 | 14600 | 4.2778 | 12 | 1x400 | 230 |  | ~ | 0.875 | 1 / RCX1234 | 2 / RCX1034 | 1832.2173 | 1998.5333 | 2413.8545 | 2643.3505
QC009 | CL401C5H |  | MT36,ZB21,CS17 | 18300 | 5.3619 | 12 | 1x400 | 230 |  | ~ | 0.875 | 2 / RCX1634 | 3 / RCX1534 | 1946.4817 | 2108.8576 | 2524.1788 | 2753.6748
QC010 | CL401C6H |  | MT40,ZB21,CS20,CS24 | 25800 | 7.5593 | 12 | 1x400 | 230 |  | ~ | 0.875 | 3 / RCX2434 | 3 / RCX1534 | 2043.4736 | 2202.505 | 2617.8262 | 2847.3221
QC010.1 | CL402C3H |  | MT44,ZB29,CS24,CS27,cr42 | 27645.3 | 8.1 | 14 | 2x400 | 415 |  | ~ | 1.125 | 3 / RCX2434 | 3 / RCX1534 | 2481.9303 | 2625.8424 | 3644.6015 | 3874.0974
QC011 | CL402C4H |  | MT50,ZB29,CS27,cr47 | 30400 | 8.9071 | 14 | 2x400 | 415 |  | ~ | 1.125 | 3 / RCX2434 | 3 / RCX2034 | 2804.7938 | 2937.5727 | 3956.3318 | 4185.8277
QC012 | CL402C5H |  | MT64,ZB38,CS33,cr62 | 44800 | 13.1263 | 14 | 2x400 | 415 |  | ~ | 1.125 | 4 / RCX3134 | 4 / RCX3034 | 3025.3508 | 3150.5243 | 4169.2834 | 4398.7793
QC013 | CL402C6H |  | MT80,ZB45,CR72 | 63600 | 18.6346 | 14 | 2x400 | 415 |  | ~ | 1.125 | 5 / RCX4734 | 5 | 3360.1722 | 3473.8001 | 4492.5592 | 4722.0551
QC013.1 | CL403C4H |  | MT80,ZB48 | 64847 | 19 | 15 | 3x400 | 415 |  | ~ | 1.125 | 6 / RCX4734 | 5 | 4160.0234 | 4246.0702 | 5868.2672 | 6097.7631
QC014 | CL403C5H |  | MT100,ZB58 | 66000 | 19.3378 | 15 | 3x400 | 415 |  | ~ | 1.125 | 6 / TCLE5HW / SCX0645 | 6 | 4439.0412 | 4515.4668 | 6137.6637 | 6678.1158
QC015 | CL403C6H |  | MT125,ZB76 | 82100 | 24.0551 | 15 | 3x400 | 415 |  | ~ | 1.375 | TEX5-1 / TCLE5HW / SCX0645 | 6 | 5056.8665 | 5111.9877 | 6734.1847 | 7274.6367
QC016 | CL404C6H |  | MT144/4VES10Y,ZB95 | 93400 | 27.366 | 16 | 4x400 | 415 |  | ~ | 1.375 | TEX5-2 / TCLE7.5HW / SCX0845 | TES5-2 / SCX0857/TGES7.5 | 6413.4247 | 6732.7242 | 8647.4029 | 9187.855
QC018 | NT501C6H |  | MT100,ZB58 | 66000 | 19.3378 | 26 | 1X500 | 415 |  | ~ | 1.125 | 6 / TCLE5HW / SCX0645 | 6 | 4505.7572 | 5019.6296 | 5116.2528 | 5613.8118
QC019 | NT501C8H |  | MT125,ZB76 | 82100 | 24.0551 | 26 | 1X500 | 415 |  | ~ | 1.375 | TEX5-1 / TCLE5HW / SCX0645 | TES5-2 /TGES7.5 | 5342.5059 | 5856.3783 | 5926.438 | 6423.997
QC020 | NT502C4H |  | MT160/4VES10Y | 90800 | 26.6042 | 26 | 2X500 | 415 |  | ~ | 1.375 | TEX5-2 / TCLE7.5HW / SCX0845 | TES5-3 / SCX0857/TGES9 | 6376.854 | 6890.7264 | 7643.3899 | 8140.9489
QC021 | NT502C5H |  | 4TES12Y,ZB95 | 106500 | 31.2042 | 26 | 2x500 | 415 |  | ~ | 1.375 | TEX5-2 / TCLE7.5HW / SCX0845 | TES5-3 / SCX0857/TGES9 | 7330.6987 | 7844.5711 | 8566.9538 | 9064.5128
QC022 | NT502C6H |  | 4PES15Y,ZB114 | 120000 | 35.1597 | 26 | 2x500 | 415 |  | ~ | 1.375 | TEX5-3 / TCLE10HW / SCX1057 | TES5-4 / SCX0957/TGES11 | 8066.208 | 8580.0805 | 9279.1136 | 9776.6726
QC023 | NT502C8H |  | 4NES20Y,ZB130 | 140000 | 41.0196 | 26 | 2x500 | 415 |  | ~ | 1.625 | TEX5-4 / TCLE12HW / SCX1257 | TES12-5 /TGES13 | 9955.6011 | 10469.4735 | 11108.5259 | 11606.085
QC023.1 | NT503C5H |  | 4JE22Y,ZB130 | 150000 | 43.9496 | 26 | 3x500 | 415 |  | ~ | 1.625 | TEX5-4 / TCLE12HW / SCX1257 | TES12-5 /TGES13 | 10694.7697 | 11208.6421 | 12577.7643 | 13075.3234
QC024 | NT503C6H |  | 4HE25Y,ZB190 | 167000 | 48.9306 | 26 | 3x500 | 415 |  | ~ | 1.625 | TEX5-4 / TJLE14HW / SCX1457 | TES12-5 /TGES13 | 11760.8314 | 12476.4488 | 13609.9828 | 14302.8822
QC025 | NT503C8H |  | 4GE30Y,ZB220 | 204000 | 59.7715 | 26 | 3x500 | 415 |  | ~ | 2.125 | TEX12-5 / TJLE18HW | TES12-6/TGES18 | 14391.8326 | 15107.45 | 16157.4601 | 16850.3596
QC025.1 | NT504C6H |  | 6HE35Y | 235000 | 68.8544 | 30 | 4x500 | 415 |  | ~ | 2.125 | TEX12-5 / TJLE18HW | TES12-6/TGES18 | 15227.3614 | 15942.9789 | 17681.9045 | 18374.8039
QC026 | NT504S8H |  | 6GE40Y | 255000 | 74.7143 | 30 | 4x500 | 415 |  | ~ | 2.125 | TEX12-5 / TJLE18HW | TES12-7/TGES21 | 18693.8915 | 19409.509 | 21038.386 | 21731.2854
QC027 | NT632T6 | Blast frezzer -5'C ~-40'C (9/18mm Fin Spacing)EBM fan sets, water defrost available,hot gas defrost and heater defrost available | S6H-20.2Y | 53925.4 | 15.8 | 41 | 2x630 | 415 |  | 16.2 | 1.625 | TEX5-3 / TCLE10HW / SCX1057 | TES5-4 /SCX0957 | 12375.5855 | 13076.0204 | 14411.6694 | 15089.8682
QC028 | NT632T8 |  | S6G-25.2Y-S6F-30.2 | 64164.4 | 18.8 | 41 | 2x630 | 415 |  | 16.2 | 2.125 | TEX5-4 / TCLE12HW / SCX1257 | TES12-5 -60c | 14755.3181 | 15899.9397 | 16658.1357 | 17766.4201
QC029 | NT632T8L |  | S6G-25.2Y-S6F-30.2 | 70307.8 | 20.6 | 41 | 2x630 | 415 |  | 16.2 | 2.125 | TEX5-4 / TCLE12HW / SCX1257 | TES12-5 -60C | 17813.2319 | 18957.8534 | 20463.4078 | 21571.6922
QC030 | NT802T8 |  | S6F-30.2Y | 78157.7 | 22.9 | 41 | 2x800 | 415 |  | 16.2 | 2.125 | TEX5-4 / TCLE12HW / SCX1257 | TES12-5 -60c | 20802.8396 | 21947.4611 | 25552.6428 | 26660.9271
QC031 | NT802T8L |  | S6H-20.2Y X 2 | 105803 | 31 | 41 | 2x800 | 415 |  | 16.2 | 2.125 | 0 | 0 | 25102.459 | 26247.0806 | 30560.2013 | 31668.4857
QC031.1 | NT803T8 |  | S6F-30.2Y | 128670.1 | 37.7 | 41 | 3x800 | 415 |  | 24.3 | 2.125 | 0 | 0 | 40141.9789 | 41286.6005 | 48211.5038 | 49319.7882
QC031.2 | NT633T6 |  | S6F-30.2Y | 81229.4 | 23.8 | 41 | 3x630 | 415 |  | 24.3 | 2.125 | TEX5-4 / TJLE14HW / SCX1457 | TES12-5 -60c | 18474.3365 | 19618.958 | 21563.1012 | 22671.3855
QC031.3 | NT633T8 |  | S6F-30.2Y | 98635.7 | 28.9 | 41 | 3x630 | 415 |  | 24.3 | 2.125 | TEX12-6 / TER 22HW | TES12 -60c -7 | 22695.8919 | 23840.5134 | 25539.6223 | 26647.9067
QC031.4 | NT634T8 |  | S6F-30.2Y X2 | 0 | 0 | 0 | 4x630 | 415 |  | 0 | 0 | 0 | TES12-5 -60c *2pcs | 26636.9048 | 28628.2913 | 32146.4491 | 34315.3987
QC031.7 | NF636T6W |  | 0 | 0 | 46 | 0 | 6x630 | 0 |  | 0 | 0 | 0 | TES12-6 -60c *2pcs | ~ | ~ | 0 | 0
QC031.8 | NF636T8W |  | 0 | 0 | 56 | 0 | 6x630 | 0 |  | 0 | 0 | 0 | TES12-7 -60c *2pcs | ~ | ~ | 0 | 0
0 | NT804T8 |  | S6F-30.2Y X2 | 0 | 0 | 0 | 4x800 | 0 |  | 0 | 0 | 0 | TES12-5 -60c *2pcs | ~ | ~ | 43051.875 | 45220.8247
QC32 | ND301C4 | +0'C ~- 8'C (6mm Fin Spacing) usage for processing empty room with heater defrost c/w Axial fan sets | MT22 -MT32 | 15017.2 | 4.4 | 7 | 1x300 | 415 |  | 1 | ~ | 2 / RCX1634 | 2 / RCX1034 | 1911.4327 | 2182.3079
QC33 | ND302C4 |  | MT36 - MT50 | 30034.4 | 8.8 | 7 | 2x300 | 415 |  | 1.6 | ~ | 3 / RCX2434 | 3 / RCX1534 | 2764.5218 | 3035.397
QC34 | ND303C4 |  | MT64 | 42321.2 | 12.4 | 7 | 3x300 | 415 |  | 2.4 | ~ | 4 / RCX3134 | 4 / RCX2034 | 3553.4688 | 3824.344
0 | ND304C4 |  | MT80 | 55973.2 | 16.4 | 7 | 4x300 | 415 |  | 3 | ~ | 5 / RCX4734 | 5 / RCX3034 | 5375.0616 | 5645.9368
0 | ND305C4 |  | MT100 | 68942.6 | 20.2 | 7 | 5x300 | 415 |  | 3.6 | ~ | 6 / TCLE5HW / SCX0645 | 6 | 6799.0558 | 7069.9311
0 | ND452C4 | +0'C ~-8'C (6mm Fin Spacing) usage for processing empty room with heater defrost c/w Axial fan sets 6pole | MT80 | 34130 | 10 | 12 | 2x450 | 415 |  | 7.2 | ~ | 0 | 0 | ~ | ~
0 | ND452C6 |  | MT100 - MT125 | 40273.4 | 11.8 | 12 | 2x450 | 415 |  | 7.2 | ~ | 0 | 0 | ~ | ~
0 | ND453C4 |  | MT144 - MT160 | 50512.4 | 14.8 | 12 | 3x450 | 415 |  | 10.8 | ~ | 0 | 0 | ~ | ~
0 | ND453C6 |  | 4PCS-15.2 | 66212.2 | 19.4 | 12 | 3x450 | 415 |  | 10.8 | ~ | 0 | 0 | ~ | ~
0 | ND454C6 |  | 4NCS-20.2 | 84642.4 | 24.8 | 12 | 4x450 | 415 |  | 14.4 | ~ | 0 | 0 | ~ | ~
QC066 | CAE301C5N | FREEZER - 5'C ~ - 25'C ( 6mm Fin Spacing) Unit blower with AXIAL FAN SETS | MT18-MT22 | 4095.6 | 1.2 | 8 | 1x300 | 230 |  | 1 | ~ | 0 / RCX0834 | 1 / RCX0834 | 1205.0914 | 1465.6645
QC067 | CAE301C6N |  | MT32 | 5802.1 | 1.7 | 8 | 1x300 | 230 |  | 1.5 | ~ | 1 / RCX1234 | 1 / RCX0834 | 1359.2156 | 1614.4741
QC068 | CAE302C4N |  | MT36 | 7508.6 | 2.2 | 10 | 2x300 | 230 |  | 2 | ~ | 1 / RCX1234 | 2 / RCX1034 | 1795.0149 | 2035.2458
QC069 | CAE302C5N |  | MT40 | 8873.8 | 2.6 | 9 | 2x300 | 230 |  | 2 | ~ | 2 / RCX1634 | 3 / RCX1534 | 1954.4537 | 2189.1867
QC070 | CAE302C6N |  | MT50-MT64 | 10580.3 | 3.1 | 9 | 2x300 | 230 |  | 3 | ~ | 2 / RCX1634 | 3 / RCX1534 | 2281.3031 | 2504.7655
QC071 | CAE303C5N |  | MT64 | 12286.8 | 3.6 | 11 | 3x300 | 230 |  | 3 | ~ | 3 / RCX2434 | 4 / RCX2034 | 2767.5914 | 2974.2852
QC072 | CAE303C6N |  | MT80 | 16723.7 | 4.9 | 10 | 3x300 | 230 |  | 4.5 | ~ | 4 / RCX3134 | 5 / RCX3034 | 3239.2645 | 3429.6937
QC073 | CAE304C6N |  | MT100 | 18771.5 | 5.5 | 10 | 4x300 | 230 |  | 0 | 0 | 5 / RCX4734 | 6 / RCX3034 | 3979.3261 | 4144.236
ITEM CODE | SPEC | RM
QC074 | CL-LB-630(127)-301-401 DP HEATER | 89.2857
QC075 | CL-LB-990(127)-302 DP HEATER | 122.3545
QC076 | CL-LB-1410(127)-303 DP HEATER | 165.3439
QC077 | CL-LB-2070(127)-304-404 DP HEATER | 221.5608
QC078 | CL-L-680(127)-301-401 COIL HEATER | 82.672
QC079 | CL-L-1065(127)-302 COIL HEATER | 115.7407
QC080 | CL-L-1460(127)-303 COIL HEATER | 158.7302
QC081 | CL-L-2120(127)-304-404 COIL HEATER | 214.9471
QC082 | CL-LB-1170(127)-402 DP HEATER | 135.582
QC083 | CL-LB-1710(127)-403 DP HEATER | 188.4921
QC084 | CL-LB-2730(127)-405 DP HEATER | 284.3915
QC085 | CL-L-1220(127)-402 COIL HEATER | 128.9683
QC086 | CL-L-1760(127)-403 COIL HEATER | 181.8783
QC087 | CL-L-2780(127)-405 COIL HEATER | 277.7778
QC088 | NT-LB-1050(250)-501 DP HEATER | 115.7407
QC089 | NT-LB-1770(250) -502 DP HEATER | 191.7989
QC090 | NT-LB-2550(250)-503 DP HEATER | 264.5503
QC091 | NT-LB-3150(250)-504 DP HEATER | 317.4603
QC092 | NT-LB-2090(250)-632-802 DP HEATER | 221.5608
QC093 | NT-LB-3090(250)-633 DP HEATER | 314.1534
QC094 | NT-L-1080(250)-501 COIL HEATER | 109.127
QC095 | NT-L-1800(250)-502 COIL HEATER | 185.1852
QC096 | NT-L-2580(250)-503 COIL HEATER | 257.9365
QC097 | NT-L-3180(250)-504 COIL HEATER | 310.8466
QC098 | NT-L-2140(250)-632-802 COIL HEATER | 214.9471
QC099 | NT-L-3140(250)-633 COIL HEATER | 307.5397
QC100 | CAE301-LB-630(86.6)0.5kw DP HEATER | 89.2857
QC101 | CAE302-LB-1170(86.6)1kw DP HEATER | 135.582
QC102 | CAE303-LB-1710(86.6)1.5kw DP HEATER | 188.4921
QC103 | CAE304-LB-2070(86.6)1.8kw DP HEATER | 211.6402
QC104 | CAE301-L-680(100)0.5kw COIL HEATER | 82.672
QC105 | CAE302-L-1220(100)1kw COIL HEATER | 128.9683
QC106 | CAE303-L-1760(100)1.5kw COIL HEATER | 181.8783
QC107 | CAE304-L-2120(127)1.8kw COIL HEATER | 205.0265
Orifice no | TX,TS rated capacity in ton
| R22 | R404A,507 | R407C
0 | 0.51 | 0.37 | 0.53
1 | 0.99 | 0.75 | 1.04
2 | 1.34 | 1.05 | 1.41
3 | 2.27 | 1.79 | 2.4
4 | 3.45 | 2.83 | 3.67
5 | 4.76 | 3.71 | 4.86
6 | 5.6 | 4.42 | 5.82
Orifice no | TEX5,TES5 rated capacity in ton
| R22 | R404A,507 | R407C
0.5 | 2.97 | 2.33 | 3.06
1 | 5.46 | 4.26 | 5.6
2 | 7.51 | 5.86 | 7.77
3 | 9.66 | 7.51 | 9.94
4 | 13.1 | 10.2 | 13.5
tes12 (5) | 16.3 | 14.5 | 15.9
tes12 (6) | 21.8 | 18.3 | 21.1

## Switch board
WELLER AIR-COND PARTS ENTERPRISE SDN BHD (613386-K)
DATE :5.5.26
ITEM CODE | MODEL | DESCRIPTION | ( KW,HP,AMP) | Packing per ctn | RM | Picture
SW001 | LC1N06 | ORIGINAL SCNEIDER CONTACTOR | 2.5 , 3 , 6 | 36 | 27.9893
SW002 | LC1N09 |  | 4 , 5.5 , 9 | 36 | 34.8311
SW003 | LC1N12 |  | 5.5 , 7.5 , 12 | 36 | 37.941
SW004 | LC1N18 |  | 7.5 , 10 , 18 | 36 | 47.2707
SW005 | LC1N25 |  | 11 , 15 , 22 | 36 | 52.2466
SW006 | LC1N32 |  | 15 , 20 , 32 | 36 | 66.5522
SW007 | LC1N38 |  | 16 , 20 , 38 | 34 | 103.2492
SW008 | LC1E40 |  | 18 , 25 , 40 | 34 | 126.8846
SW009 | LC1N50 |  | 25 , 30 , 50 | 34 | 157.9838
SW010 | LC1N65 |  | 30 , 35 , 65 | 34 | 199.0347
SW010.1 | LC1N80 |  |  |  | 248.7934
SW010.2 | LC1N95 |  |  |  | 342.0909
SW010.3 | LC1N120 |  |  |  | 522.466
SW011 | LRE05 (0.6-1) | ORIGINAL SCNEIDER OVERLOAD | 0.6 ~ 1 amp | 33 | 42.9169
SW012 | LRE06 1-1.6 |  | 1 ~ 1.6 amp | 33 | 42.9169
SW013 | LRE07 1.6-2.5 |  | 1.6 ~ 2.5 amp | 33 | 42.9169
SW014 | LRE08 2.5-4 |  | 2.5 ~ 4 amp | 33 | 42.9169
SW015 | LRE10 4-6 |  | 4 ~ 6 amp | 33 | 42.9169
SW016 | LRE12 5.5-8 |  | 5.5 ~ 8 amp | 33 | 42.9169
SW017 | LRE14 7-10 |  | 7 ~ 10 amp | 33 | 46.0268
SW018 | LRE16 9-13 |  | 9 ~ 13 amp | 33 | 47.2707
SW019 | LRE21 12-18 |  | 12 ~ 18 amp | 33 | 50.3807
SW020 | LRE22 16-24 |  | 16 ~ 24 amp | 33 | 55.9785
SW021 | LRE32 23-32 |  | 23 ~ 32 amp | 33 | 68.4182
SW022 | LRE35 30-38 |  | 30 ~ 38 amp | 33 | 123.1527
SW022.1 | LRE37-50 |  | 37 ~ 50 amp |  | 123.1527
SW022.2 | LRE48-65 |  | 48 ~ 65 amp |  | 146.7881
SW022.3 | LRE55-70 |  | 55 ~ 70 amp |  | 182.2411
SW023 | LC1D09 | ORIGINAL NEW SERIES SCNEIDER CONTACTOR | 4 , 5.5 , 9 |  | 47.8927
SW024 | LC1D12 |  | 5.5 , 7.5 , 12 |  | 52.4539
SW025 | LC1D18 |  | 7.5 , 10 , 18 |  | 68.4182
SW026 | LC1D25 |  | 11 , 15 , 22 |  | 77.5406
SW027 | LC1D32 |  | 15 , 20 , 32 |  | 108.3288
SW028 | LC1D38 |  | 20 ,25 , 38 |  | 123.1527
SW029 | LC1D40 |  | 25 ,30 , 40 |  | 148.2394
SW029.1 | LC1D50 |  | 30 , 40 , 50 |  | 199.553
SW029.2 | LC1D65 |  | 40 , 55 , 65 |  | 250.8666
SW030 | LRD06 1-1.6 | ORIGINAL NEW SERIES SCNEIDER OVERLOAD | 1 ~ 1.6 amp |  | 67.2779
SW031 | LRD07 1.6-2.5 |  | 1.6 ~ 2.5 amp |  | 68.4182
SW032 | LRD08 2.5-4 |  | 2.5 ~ 4 amp |  | 68.4182
SW033 | LRD10 4-6 |  | 4 ~ 6 amp |  | 68.4182
SW034 | LRD12 5.5-8 |  | 5.5 ~ 8 amp |  | 68.4182
SW035 | LRD14 7-10 |  | 7 ~ 10 amp |  | 68.4182
SW036 | LRD16 9-13 |  | 9 ~ 13 amp |  | 68.4182
SW036.1 | LRD18 |  |  |  | 74.1197
SW037 | LRD21 12-18 |  | 12 ~ 18 amp |  | 74.1197
SW038 | LRD22 16-24 |  | 16 ~ 24 amp |  | 74.1197
SW039 | LRD32 23-32 |  | 23 ~ 32 amp |  | 79.8212
SW040 | LRD35 30-38 |  | 30 ~ 38 amp |  | 79.8212
SW041 | LRD340 |  | 30 ~ 40 amp |  | 131.1348
SW041.1 | LRD350 |  | 37 ~ 50 amp |  | 131.1348
SW041.2 | LRD365 |  | 48 ~ 65 amp |  | 153.9409
SW041.3 | SC-0 | SW-0/3H | 12 |  | 82.1018
SW041.4 | SC-4-0 | SW-4-0/3H | 16 |  | 96.9257
SW041.5 | SC-4-1 | SW-4-1/3H | 22 |  | 135.696
SW041.6 | SC-N1 | SW-N1/3H | 32 |  | 206.3948
SW041.7 | SC-N2 | SW-N2/3H | 40 |  | 282.7951
SW041.8 | SC-N2S | SW-N2S/3H | 50 |  | 342.0909
SW041.9 | SC-N4 | SW-N4/3H | 80 |  | 618.0442
SW041.10 | SC-N5 | SW-N4/3H | 81 |  | 0
SW041.11 | SC-N6 | SW-N4/3H | 82 |  | 0
SW041.12 | SC-N7 | SW-N4/3H | 83 |  | 0
SW041.13 | SC-N8 | SW-N8/3H | 180 |  | 1573.618
SW041.14 | SC-N10 |  | 220 |  | 2035.4406
SW041.15 | SC-N11 | SW-N11/3H | 300 |  | 3192.848
SW041.16 | TR-0N/3 | FUJI OVERLOAD | TK-0N |  | 75.26
SW041.17 | TR-5-1N/3 |  | TK-5-1N |  | 82.1018
SW041.18 | TR-N2/3 |  | TK-N2 |  | 96.9257
SW041.19 | TR-N3/3 |  | TK-N3 |  | 131.1348
SW041.20 | TR-N5/3 |  | TK-N5 |  | 250.8666
SW041.21 | TR-N12/3 |  | TK-N12 |  | 1025
0 | SB70G2.2 | INVERTER 415v/3ph | 5.5 (A) |  | 969.6186
0 | SB70G4 |  | 9.7 (A) |  | 1018.0995
0 | SB70G5.5 |  | 13 (A) |  | 1551.3898
SW042 | SB70G7.5 |  | 18(A) | 4ves7y | 1939.2372
SW043 | SB70G11 |  | 24(A) | 4tes9y,4pes12y | 2154.708
SW044 | SB70G15 |  | 30(A) | 4nes14y | 2908.8559
SW045 | SB70G18.5 |  | 38(A) | 4he18y | 3339.7975
SW046 | SB70G22 |  | 45(A) | 4ge23y | 3663.0037
SW047 | SB70G30 |  | 60(A) | 6he28y | 3770.7391
SW048 | SB70G37 |  | 75(A) | 6ge34y | 5117.4316
SW049 | SB70G45 |  | 91(A) | 6fe44y | 6248.6533
SW049.1 | SB70G55 |  | 112(A) | 1128 | 7541.4781
SW049.2 | SB70G75 |  | 150(A) | 1451 | 10037.3483
SW049.3 | SB70G90 |  | 176(A) | 1719 | 12605.042
SW049.4 | SB70G110 |  | 210(A) | 1890 | 0
SW049.5 | SB70G132 |  | 253(A) |  | 18674.1363
SW049.6 | SB70G160 |  | 304(A) |  | 0
SW049.7 | SB70G200 |  | 377(A) |  | 0
0 | GMC-40-11 (OFFER) | LS CONTACTOR | 18.5 , 25 , 40 |  | 91.121
0 | GMC-50-11 (OFFER) |  | 22 , 30 , 50 |  | 128.7698
SW050 | LANN11N (1open ,1close) | Auxillary contact |  |  | 12.505
SW051 | LANN22N (2open ,2close) | Auxillary contact |  |  | 23.3427
SW051.1 | SZ-A11 fuji auxillary contact | Auxillary contact |  |  | 23.3427
SW052 | ABB RELAY MY4NJ (24VDC) | MY4NJ |  |  | 33.0688
SW052.1 | ABB RELAY MY4NJ (230VAC) |  |  |  | 38.5802
SW053 | CKC AH3-3(1S) C/W base | CKC TIMER |  |  | 29.1783
SW054 | CKC AH3-1(6m) C/W base | CKC TIMER |  |  | 29.1783
SW055 | CKC AH3-1(6S) C/W base | CKC TIMER |  |  | 38.5154
SW056 | MIKRO MX100 3PH RELAY c/w omron base | 3PH Protection Relay |  |  | 108.3333
SW056.1 | K8DS-PH1 OMRON 3PH RELAY |  |  |  | 82.672
SW057 | SM602 (3ph protection relay) |  |  |  | 71.649
SW058 | SM602A (3ph protection relay with alarm) |  |  |  | 77.1605
SW059 | HAGER TIMER (24H)C/W BASE | 24Hour Timer |  |  | 158.3333
SW061 | PILOT LAMP GREEN (22mm) | PILOT LAMP 22MM |  |  | 2.6844
SW062 | PILOT LAMP RED (22mm) |  |  |  | 2.6844
SW063 | PILOT LAMP BLUE (22mm) |  |  |  | 3.5014
SW064 | PILOT LAMP ORANGE (22mm) |  |  |  | 2.6844
SW065 | PLASTIC MARKING |  |  |  | 0.23343
SW066 | TERMINAL BLOCK (4PIN) (15AMP) |  |  |  | 2.2759
SW067 | TERMINAL BLOCK (6PIN) (15AMP) |  |  |  | 3.0637
SW068 | TERMINAL BLOCK (8PIN) (15AMP) |  |  |  | 4.0266
SW069 | TERMINAL BLOCK (8PIN) (25AMP) |  |  |  | 5.7773
SW069.1 | TERMINAL BLOCK (10PIN) (25AMP) |  |  |  | 4.902
SW070 | PG11 Nylon cable gland (3-7mm) |  |  |  | 0.37348
SW071 | PG11 Nylon cable gland (5-10) |  |  |  | 0.37348
SW072 | PG13.5 Nylon cable gland (5-9mm) |  |  |  | 0.4085
SW073 | PG13.5 Nylon cable gland (6-11mm) |  |  |  | 0.4085
SW073.1 | PG16 Nylon cable gland (6-11mm) |  |  |  | 0
SW074 | WRAPING BAND 6mm - 12mm |  |  |  | 7.0028
SW075 | TERMINAL CLIP 1.5mm (1000pcs per packet) 1008 |  |  |  | 30.3455
SW076 | TERMINAL CLIP 2.5mm (1000pcs per packet) 1008 |  |  |  | 32.6797
SW077 | TERMINAL CLIP 1.0mm (1000pcs per packet) 1008 |  |  |  | 28.0112
SW078 | HT4-395 (4MM TERMINAL CLIP)(1000pcs per packet) |  |  |  | 65.3595
SW079 | ISOLATOR ON/OFF 20AMP |  |  |  | 35.014
SW080 | ISOLATOR ON/OFF 32AMP |  |  |  | 52.521
SW081 | ON/OFF BUTTON 2 STEP CHNT |  |  |  | 5.4855
SW082 | ON/OFF BUTTON SALZER 16A | SALZER |  |  | 18.8556
SW083 | SAF1-A002 (3 gang 1 way 10a) |  |  |  | 16.0784
SW084 | SAF1-A002 (2 gang 1 way 10a) |  |  |  | 14.8725
SW085 | SAF1-A002 (1 gang 2 way 10a) |  |  |  | 12.3804
SW086 | SAD1-3 3P 60A Switch socket |  |  |  | 33.7647
SW087 | UKW-335 3P 32A isolation switch |  |  |  | 33.7647
SW088 | SAF2-C001 (1gang 1 socket 13a) |  |  |  | 36.1765
SW089 | SAF2-C002 (2gang 2 socket 13a) |  |  |  | 48.2353
SW090 | SA-C002 Water proof box |  |  |  | 36.1765
SW090.1 | WIRING BOX SALZER 2HP-3HP |  |  |  | 125.5205
SW090.2 | WIRING BOX SALZER 3.5HP-6HP |  |  |  | 125.5205
SW090.3 | CHNT MCCB 80A 3POLE | CHNT mccb | NXM-125S-3300 |  | 113.0351
SW090.4 | CHNT MCCB 100A 3POLE |  | NXM-125S-3300 |  | 113.0351
SW090.5 | CHNT MCCB 160A 3POLE |  | NXM-125S-3300 |  | 167.1477
SW090.6 | CHNT MCCB 200A 3POLE |  | NXM-125S-3300 |  | 180.3752
SW090.7 | CHNT MCCB 250A 3POLE |  | NXM-125S-3300 |  | 180.3752
SW090.8 | CHNT MCCB 160A 4POLE cw protector |  | NM1LE-250S/4300A |  | 379.9904
SW090.9 | CHNT MCCB 200A 4POLE cw protector |  | NM1LE-250S/4300A |  | 413.3598
SW090.10 | CHNT MCCB 250A 4POLE cw protector |  | NM1LE-250S/4300A |  | 413.3598
SW090.11 | CHNT MCCB 315A 4POLE cw protector |  | NM1LE-250S/4300A |  | 954.4853
SW090.12 | CHNT MCCB 315A 4POLE cw protector |  | NM1LE-250S/4300A | SHUNT TRIP | ~
SW090.13 | TERASAKI MCCB 100A 3POLE 25KA | Terasaki mccb |  | 79 | 295.6667
SW090.14 | TERASAKI MCCB 160A 3POLE 25KA |  |  | 79 | 533.3333
SW090.15 | TERASAKI MCCB 200A 3POLE 25KA |  |  | 79 | 533.3333
SW090.16 | TERASAKI MCCB 250A 3POLE 25KA |  |  | 79 | 566.6667
SW090.17 | TERASAKI MCCB 300A 3POLE 36KA |  |  | 120 | 1202.3333
SW090.18 | TERASAKI MCCB 400A 3POLE 36KA |  |  | 120 | 1202.3333
SW091 | SCNEIDER MCB 1P -16A (6KA) | SCNEIDER |  |  | 13
SW092 | SCNEIDER MCB 1P -32A (6KA) |  |  |  | 13
SW093 | SCNEIDER MCB 3P -32A (6KA) |  |  |  | 69.6667
SW094 | SCNEIDER MCB 3P -40A (6KA) |  |  |  | 76.6667
SW095 | SCNEIDER MCB 3P -63A (6KA) |  |  |  | 130
SW096 | ELCB 40AMP 2POLE Maxguard |  |  |  | 65
SW097 | SCNEIDER ELCB 4P -40A (300mA) |  |  |  | 138.3333
SW098 | SCNEIDER ELCB 4P -63A (300mA) |  |  |  | 170
SW099 | SCNEIDER ELCB 4P -100A (300mA) |  |  |  | 366.6667
SW099.1 | SCNEIDER MCCB 4P -200A (50KA) |  |  |  | ~
SW099.2 | SCNEIDER NSX&CVS SHT AC220-240V |  |  |  | ~
SW114 | 3 PHASE MCB BAR 63AMP |  |  |  | 70.028
SW115 | 3 PHASE MCB BAR 100AMP |  |  |  | 96.6387
0 | 10HP AUTO TRAN |  |  |  | ~
0 | ABB SOFT STARTER PSR-12 5.5KW |  |  |  | ~
0 | ABB SOFT STARTER PSR-16 7.5KW |  |  |  | ~
0 | ABB SOFT STARTER PSR-25 11KW |  |  |  | ~
SW115.1 | PLASTIC TERMINAL BOX (SMALL) BLACK |  |  |  | 18.739
SW115.2 | TERMINAL BOX WHITE (150mm x 110mm x 70mm) 180mm x 200mm |  |  |  | 9.9206
SW116 | CONTROL PANEL TRUNKING (20mm x 20mm x 2m) |  |  |  | 6.4484
SW117 | CONTROL PANEL TRUNKING (35mm x 35mm x 2m) |  |  |  | 9.1766
SW118 | CONTROL PANEL TRUNKING (45mm x 32mm x 2m) |  |  |  | 11.4087
SW118.1 | TERMINAL CLIP RVL2.5-3.5 (1000PCS) |  |  |  | 112.0448
SW118.2 | TERMINAL CLIP RVL2-3.5 (1000PCS) |  |  |  | 112.0448
SW118.3 | TERMINAL CLIP SV2-4 (1000PCS) |  |  |  | 77.0308
SW118.4 | TERMINAL CLIP SV3.5-4 (1000PCS) |  |  |  | 86.8347
SW118.5 | TERMINAL CLIP SVS5.5-3.5 (1000PCS) |  |  |  | 110.8777
SW119 | ALUMINIUM CUTTER RAIL |  |  |  | 350.1401
SW120 | GI CUTTER RAIL |  |  |  | 303.4547
SW121 | CONTACTOR ALUMINIUM RAIL (1M) |  |  |  | 7.0028
SW122 | CONTACTOR GI RAIL (1M) |  |  |  | 3.5043
SW122.1 | NEUTRAL COPPER BRASS 10HOLE |  |  |  | 5.3922
SW123 | NEUTRAL COPPER BRASS 7HOLE |  |  |  | 4.3417
0 | TERMINAL BLOCK (10PIN) (25AMP) |  |  |  | 5.8357
0 | TERMINAL BLOCK (12 PIN) (25 AMP) |  |  |  | 8.1699
0 | TERMINAL RAIL |  |  |  | 2.9178
0 | ON/OFF BUTTON 3 STEP |  |  |  | 6.4192
0 | ON/OFF PUSH BUTTON GREEN,RED,YELLOW |  |  |  | 5.2521
0 | I H S -1.5mm connector block (10pcs) |  |  |  | 8.1699
0 | I H S -2.5mm connector block (10pcs) |  |  |  | 10.5042
0 | I H S -4.0mm connector block (10pcs) |  |  |  | 11.6713
SW123.1 | 0.75mm wire (red) |  |  |  | 82.8571
SW123.2 | 0.75mm wire (yellow) |  |  |  | 82.8571
SW123.3 | 0.75mm wire (blue) |  |  |  | 82.8571
SW123.4 | 0.75mm wire (black) |  |  |  | 82.8571
SW123.5 | 0.75mm wire (grey) |  |  |  | 82.8571
SW123.6 | 0.75mm wire (white) |  |  |  | 82.8571
SW123.7 | 0.75mm wire (brown) |  |  |  | 82.8571
SW123.8 | 1.5mm wire (blue) |  |  |  | 143.7143
SW123.9 | 1.5mm wire (black) |  |  |  | 143.7143
SW123.10 | 1.5mm wire (yellow) |  |  |  | 143.7143
SW123.11 | 1.5mm wire (red) |  |  |  | 143.7143
SW123.12 | 1.5mm wire (green) |  |  |  | 143.7143
SW123.13 | 2.5mm wire (blue) |  |  |  | 228.5714
SW123.14 | 2.5mm wire (black) |  |  |  | 228.5714
SW123.15 | 2.5mm wire (yellow) |  |  |  | 228.5714
SW123.16 | 2.5mm wire (red) |  |  |  | 228.5714
SW123.17 | 2.5mm wire (green) |  |  |  | 228.5714
SW123.18 | 4mm wire (blue) | 8-10hp |  |  | 360
SW123.19 | 4mm wire (black) | 8-10hp |  |  | 360
SW123.20 | 4mm wire (yellow) | 8-10hp |  |  | 360
SW123.21 | 4mm wire (red) | 8-10hp |  |  | 360
SW123.22 | 4mm wire (green) |  |  |  | 360
SW123.23 | 6mm wire (blue) |  |  |  | 535.7143
SW123.24 | 6mm wire (black) |  |  |  | 535.7143
SW123.25 | 6mm wire (yellow) |  |  |  | 535.7143
SW123.26 | 6mm wire (red) |  |  |  | 535.7143
SW123.27 | 10mm wire (black) |  |  |  | 892.8571
SW123.28 | 16mm wire (black) |  |  |  | 1425.7143
SW123.29 | 25mm wire (black) |  |  |  | 2228.5714
SW123.30 | 3core wire 1mm (black) |  |  |  | 378.5714
SW123.31 | 4core wire 1mm (black) |  |  |  | 514.2857
SW123.32 | 5core wire 1mm (black) |  |  |  | 350
SW123.33 | 3core wire 1.5mm(grey) |  |  |  | 0
SW123.34 | 3core wire 2.5mm(grey) |  |  |  | 0
SW123.35 | 3core 1.5mm wire black heavy |  |  |  | 474.2857
SW123.36 | 3core 2.5mm wire black heavy |  |  |  | 590.7143
SW123.37 | 3core 4mm wire black heavy |  |  |  | 0
SW123.38 | 40/076 3core wire 1hp-1.5hp |  |  |  | 245.7143
SW123.39 | 70/076 3core wire 2hp-2.5hp |  |  |  | 400
ELI021.1 | ECB-1000P |  | elitech s.board |  | 365.7008
ELI021.2 | ECB-1000PLUS | 1-3hp chiller 1ph s.board |  |  | 465.9091
ELI021.3 | ECB-1000PLUS wifi |  |  |  | 543.5606
SB001.1 | Chiller Scneider (1-3.5) 1PH | Dol control panel c/w digital controller, scneider mcb (1ph) | (2 - 3.5) | 45*40*18 | 1043.9195
SB001.2 | Freezer Scneider (1-3.5) 1PH |  | (2 - 3.5) | 45*40*18 | 1186.6021
SB001 | Chiller ALL Scneider(2-3.5) | Dol control panel c/w 3ph protection relay,on/off isolator and digital controller (SCNEIDER MCB,ELCB) | (2 - 3.5) | 45*40*18 | 1325.1031
SB002 | Chiller ALL Scneider (4-6.5) |  | (4 - 6.5) | 45*40*18 | 1365.4972
SB002.1 | Chiller ALL Scneider (7.5-12) |  | (7.5 - 12) | 45*40*18 | 1650.8042
SB003 | Freezer ALL Scneider (2-3.5) |  | (2 - 3.5) | 45*40*18 | 1545.1191
SB004 | Freezer ALL Scneider (4-6.5) |  | (4 - 6.5) | 45*40*18 | 1596.9779
SB004.1 | Freezer ALL Scneider (7.5-12) |  | (7.5 - 12) | 50*45*18 | 1907.3907
SB004.2 | Chiller/freezer ALL Scneider(2-3.5) | For showcase w/o digital thermostat,fan contactor,heater contactor (only compressor contactor) | (2 - 3.5) | 40*30*15 | 976.0985
SB004.3 | Chiller/freezer ALL Scneider (4-6.5) |  | (4 - 6.5) | 40*30*15 | 996.9781
SB004.4 | Chiller/freezer ALL Scneider (7.5-12) |  | (7.5 - 12) | 45*40*18 | 1095.0257
SB004.5 | Chiller/freezer ALL Scneider (7.5-12) part winding |  | (2 - 3.5) | 45*40*18 | 1396.2071
SB004.6 | Chiller ALL Scneider(2-3.5) for bcu indoor | Dol control panel for BCU indoor unit c/w digital controller, (SCNEIDER MCB,ELCB) | (2 - 3.5) |  | 1175.3188
SB004.7 | Chiller ALL Scneider (4-6.5) for bcu indoor |  | (4 - 6.5) |  | 1225.3188
SB004.8 | Chiller ALL Scneider (7.5-15) for bcu indoor |  | (7.5 - 12) |  | 1308.6521
SB004.9 | Freezer ALL Scneider (2-3.5) for bcu indoor |  | (2 - 3.5) |  | 1218.6503
SB004.10 | Freezer ALL Scneider (4-6.5) for bcu indoor |  | (4 - 6.5) |  | 1301.9836
SB004.11 | Freezer ALL Scneider (7.5-15) for bcu indoor |  | (7.5 - 12) |  | 1468.6503
SB005 | Chiller ALL Scneider (7.5-14) | PART WINDING control panel c/w 3ph protection relay, digital controller and (SCNEIDER MCB,ELCB) | (7.5 - 14) | 60*50*20 | 2222.4212
SB006 | Chiller ALL Scneider (15-23) |  | (15 - 23) | 60*50*20 | 2402.92
SB007 | Chiller ALL Scneider (25-34 ) |  | (25 - 34) | 60*60*20 | 2705.726
SB008 | Chiller ALL Scneider (35-50) |  | (35 - 50) | 60*60*20 | 2885.5454
SB009 | Freezer ALL Scneider (8-14) |  | (7.5 - 14) | 60*50*20 | 2428.8501
SB010 | Freezer ALL Scneider (15-23) |  | (15 - 23) | 60*50*20 | 2643.2773
SB011 | Freezer ALL Scneider (25-34) |  | (25 - 34) | 60*60*20 | 3001.388
SB012 | Freezer ALL Scneider (35-50) |  | (35 - 50) | 60*60*20 | 3207.874
SB013 | Chiller ALL Scneider (7.5-12) | AUTO TRAN control panel c/w 3ph protection relay,digital controller and (SCNEIDER MCB,ELCB) | (7.5 - 12) | 60*60*20 | 2581.2366
SB014 | Chiller ALL Scneider (15-20) |  | (15 - 20) | 60*60*20 | 2861.8201
SB015 | Chiller ALL Scneider (25-30 ) |  | (25 - 30) | 60*60*20 | 3769.3682
SB016 | Freezer ALLScneider (7.5-12) |  | (7.5 - 12) | 60*60*20 | 2798.796
SB017 | Freezer ALLScneider (15-20) |  | (15 - 20) | 60*60*20 | 3022.8263
SB018 | Freezer ALL Scneider (25-30) |  | (25 - 30) | 70*60*25 | 4014.1866
SB019 | 2in1 ALL Chiller ALL Scneider (2-3.5) | Dol control panel c/w 3ph protection relay,on/off isolator and digital controller (SCNEIDER MCB,ELCB) | (2 - 3.5) |  | 2400.2063
SB020 | 2in1 ALL Chiller ALL Scneider (4-6.5) |  | (4 - 6.5) |  | 2480.9945
SB021 | 2in1 ALL Freezer ALL Scneider (2-3.5) |  | (2 - 3.5) |  | 2840.2381
SB022 | 2in1 ALL Freezer ALL Scneider (4-6.5) |  | (4 - 6.5) |  | 2943.9557
SB023 | 2in1 Chiller/Freezer ALL Scneider (2-3.5) |  | (2 - 3.5) |  | 2620.2222
SB024 | 2in1 Chiller/Freezer ALL Scneider (4-6.5) |  | (4 - 6.5) |  | 2712.4751
SB025 | 2in1 Chiller/Freezer ALL Scneider (2-3.5) 2elcb |  | (2 - 3.5) |  | 2778.5555
SB026 | 2in1 Chiller/Freezer ALL Scneider (4-6.5) 2elcb |  | (4 - 6.5) |  | 2870.8084
SB027 | 2in1 ALL Freezer ALL Scneider (2-3.5) 2elcb |  | (2 - 3.5) |  | 2998.5715
SB028 | 2in1 ALL Freezer ALL Scneider (4-6.5) 2elcb |  | (4 - 6.5) |  | 3102.2891
SB030 | Customize control panel |  |  |  | 0
SB031 | 0.3T~1T Flake ice control panel (DOL) cw plc | Dol & Part winding flake ice board control panel c/w 3ph protection relay,on/off isolator and (SCNEIDER MCB,ELCB) |  |  | 1073.0426
SB032 | 1.5T~3T Flake ice control panel (DOL) cw plc |  |  |  | 1262.0946
SB032.1 | 4T~6T Flake ice control panel (p.winding) cw plc |  |  |  | 2181.1324
SB033 | 0.5T-1T Flake ice control panel (DOL) |  |  |  | 1596.9779
SB034 | 1.5T-3T Flake ice control panel (DOL) |  |  |  | 1907.3907
SB035 | 2T~4T Flake ice control panel (PART WINDING) |  |  |  | 2643.2773
SB036 | 5T~6T Flake ice control panel (PART WINDING) |  |  |  | 3001.388
SB037 | 10T Flake ice control panel (PART WINDING) |  |  |  | 3668.0547
SB038 | PLC CONTROL |  |  |  | 965.6085
SB039 | FZ05 PLC CONTROL FULL SET |  |  |  | 2596.6387
SB040 | SK043 SCREEN DISPLAY |  |  |  | 873.0159
SB041 | ZY108 CONTROLLER |  |  |  | 767.1958
SB042 | 220-11V TRANFORMER |  |  |  | 39.6825
SB043 | NTC-10K SENSOR |  |  |  | 39.6825
SB044 | MOD-CC WIRE CONNECTOR |  |  |  | 5.291
SB045 | TZTZ |  |  |  | 0
SB046 | 0-30Bar PRESSURE TRANDUCER |  |  |  | 330.6878
SB047 | ~1-12Bar LOW PRESSURE TRANDUCER |  |  |  | 330.6878
SB048 | SC13-700 SCREW COND PLC CONTROL FULL SET |  |  |  | 3306.8783
0 | Chiller Chnt (2-3.5) | Dol control panel c/w 3ph protection relay,on/off isolator and Danfoss digital controller (CLEAR STOCK) | (2 - 3.5) | 40*30*15 | 1312.6529
0 | Chiller Chnt (4-7.5) |  | (4 - 7.5) | 40*30*15 | 1274.3266
0 | Frezzer Chnt (2-3.5) |  | (2 - 3.5) | 50*40*18 | 1480.1706
0 | Frezzer Chnt (4-7.5) |  | (4 - 7.5) | 50*40*18 | 1532.0741
0 | JXF2520/14 | 25 | 20 | 15 | ~
0 | JXF3025/15 | 30 | 25 | 15 | ~
0 | JXF3030/18 | 30 | 30 | 15 | ~
SW124 | JXF4030/15* switch board | 40 | 30 | 15 | 119.9259
0 | JXF4030/20 | 40 | 30 | 20 | ~
0 | JXF4030/25 | 40 | 30 | 25 | ~
SW125 | JXF4540/18* | 45 | 40 | 18 | 146.7456
SW126 | JXF5040/18* | 50 | 40 | 18 | ~
SW127 | JXF5045/18* | 50 | 45 | 18 | 182.9825
0 | JXF5040/20 | 50 | 40 | 20 | ~
0 | JXF5040/25 | 50 | 40 | 25 | ~
0 | JXF6040/20 | 60 | 40 | 20 | ~
0 | JXF6050/15 | 60 | 50 | 15 | ~
SW128 | JXF6050/20 * | 60 | 50 | 20 | 259.037
0 | JXF6050/25 | 60 | 50 | 25 | ~
SW129 | JXF6060/20 * | 60 | 60 | 20 | 289.8889
0 | JXF7050/20 | 70 | 50 | 20 | ~
0 | JXF7050/25 | 70 | 50 | 25 | ~
SW130 | JXF7060/20 * (1.2MM) | 70 | 60 | 20 | 364.7778
SW131 | JXF7060/25 | 70 | 60 | 25 | ~
SW132 | JXF8060/20 | 80 | 60 | 20 | ~
SW133 | JXF8060/25 | 80 | 60 | 25 | ~
SW134 | JXF8070/20 * (1.2MM) | 80 | 70 | 20 | 432.463
0 | JXF9070/22 | 90 | 70 | 22 | ~
SW135 | JXF10080/20 (1.2mm*1.5mm) | 100 | 80 | 20 | 607.5
SW136 | JXF10080/25 (1.2mm*1.5mm) | 100 | 80 | 25 | ~
SW136.1 | JXF 120100/25 (1.2mm*1.5mm) | 120 | 100 | 25 | 1011.6333
SW137 | STX4 4518 (1.2mm*1.5mm) | 45 | 40 | 18 | 597.4467
SW138 | STX5 620 (1.2mm*1.5mm) | 60 | 50 | 20 | 923.3683
SW139 | STX6 620 (1.2mm*1.5mm) | 60 | 60 | 20 | 1035.8
SW140 | STX6 720 (1.2mm*1.5mm) | 70 | 60 | 20 | 1162.24
SW141 | STX7 820 (1.5mm*2mm) | 80 | 70 | 20 | 1690.01
SW142 | STX8 1020 (1.5mm*2mm) | 100 | 80 | 20 | 2244.15
SW143 | STX8 1025 (1.5mm*2mm) | 100 | 80 | 25 | 2412.2367
SW144 | TT1 04 | 400x200mm | canopy |  | 40.5176
SW145 | TT2 04 | 400x250mm |  |  | 45.9039
SW146 | TT2 05 | 500x250mm |  |  | 53.3804
SW147 | TT1 06 | 600x250mm |  |  | 60.8569
SW148 | TB-AG-1115 | 110X150X70mm | Plastic enclosure, without mounting plate |  | 10.049
SW149 | TB-AG-1419 | 140X190X70mm |  |  | 16.7216
SW150 | TB-AG-1924 | 190X240X90mm |  |  | 24.9216
SW151 | TB-AG-1924-1 | 190x240x160mm |  |  | 35.5333
SW152 | TB-AG-2230 | 220X300X120mm |  |  | 48.2353
SW153 | TB-AG-3038 | 300X380X120mm |  |  | 69.7
SW154 | TB-AG-3038-1 | 300X380X160mm |  |  | 89.798
SW155 | MEP4540/18 plexiglass door | 450*400*180 | C/W front door |  | 205
SW156 | MEP6060/20 plexiglass door | 600*600*200 |  |  | 324.3556

## ALUMINIUM PLATE
WELLER AIR-COND PARTS ENTERPRISE SDN BHD (613386-K)
DATE :5.5.26
ITEM | SIZE | DESCRIPTION | (RM) | picture
AL001 | 96" (l) X 40" (w) ALUMINIUM PLATE | 40" X 96" ALUMINIUM PLATE | 2177.9692
AL002 | 96" (l) X 20" (w) ALUMINIUM PLATE | 20" X 96" ALUMINIUM PLATE | 1242.8308
AL003 | 43" (l) X 30" (w) ALUMINIUM PLATE | 30" X 43" ALUMINIUM PLATE | 1015.4068
AL004 | 67" (l)X 30" (w) ALUMINIUM PLATE | 30" X 67" ALUMINIUM PLATE | 1362.272
0 | SEMI CONTACT FREZZER 300KGS | 7TRAY,8PCS PLATE (30" x 43") | 21951.2517
0 | SEMI CONTACT FREZZER 400KGS | 9TRAY,10PCS PLATE (30" x 43") | 24977.2448
0 | SEMI CONTACT FREZZER 500KGS | 11TRAY,12PCS PLATE (30" x 43") | 29080.1609
0 | SEMI CONTACT FREZZER 800KGS | 11TRAY,12PCS PLATE (30" x 67") | 35706.1325
0 | SEMI CONTACT FREZZER 1500KGS | 12TRAY ,13PCS PLATE (40" x 96") 144pcs ice tray 14"*17" | 50991.5474
AL005.3 | SEMI CONTACT FREZZER 300KGS COMPLETE SET (7racks) | 1SET ZFI36 Copeland C/W CU125QC (8hp) | 42201.9342
AL005.4 | SEMI CONTACT FREZZER 400KGS COMPLETE SET (9racks) | 1SET ZFI39 Copeland C/W CU144QC (10hp) | 47312.4849
AL006 | SEMI CONTACT FREZZER 500KGS COMPLETE SET (11racks) | ZFI50 COPELAND (12hp) C/W CU160QC | 53368.4381
AL007 | SEMI CONTACT FREZZER 800KGS COMPLETE SET (11racks) | 1SET ZFI68 COPELAND (18HP) CW CU200QC (20AMP) | 65517.4105
AL008 | SEMI CONTACT FREZZER 1500KGS COMPLETE SET (12racks) | C/W ZFI140 C/W CU400QC (40hp) | 130621.7353
AL008.1 | SEMI BLAST FREZZER 350KGS C/W 2pcs s/s trolley 32rack | SSC-500 cabinet cw ZFI50 (12HP) | 46183.2659
AL008.2 | SEMI BLAST FREZZER 500KGS C/W 3pcs s/s trolley 48rack | SSC-800 cabinet cw zfi68 (18hp) | 54855.2045
AL009 | 110102 S/STEEL RACK 15TIER (150kgs)(466L*620W*1710H)80mm | 0 | 549.9593
AL010 | 110202 S/STEEL RACK 16TIER(160kgs) (466L*620W*1710H)80mm |  | 561.6606
AL011 | HLB1035 ALUMINIUM PAN WITH HOLE 60*40*2.8cm*1mm |  | 32.56
AL011.1 | HLB3041 S/STELL 304 PAN WITH HOLE 60*40*2.5cm*1mm | 0 | 48.84
AL011.2 | HLB1031 ALUMINIUM PAN 60*40*2.8cm*1mm |  | 32.56
AL012 | HLB1040 ALUMINIUM PAN 46*33*2.7CM |  | 22.385
AL012.1 | HLB3040 S/STELL 304 PAN 60*40*2.5cm*1mm |  | 48.3313
*The aluminium plate is with 250psi internal to test leaking
PRICE VALID : Ex-factory KL
*PRICE WILL BE CHANGE ON THE FINAL PAYMENT DUE TO THE CURRENCY RATE
*PLEASE EMAIL OR FAX OVER THE BANK IN SLIP
BANK ACC :HONG LEONG BANK BHD 36600016285 , PUBLIC BANK BHD 3119617816
BENEFICIARY :WELLER AIR-COND PARTS ENTERPRICE SDN BHD
COMPUTER PRINT GENERATE ONLY

## RACK
WELLER AIR-COND PARTS ENTERPRISE SDN BHD (613386-K)
DATE :5.5.26
USD RATE : | 4.1
Item code | DESC. | Dimension | Weight （kg） | lgths | quantity | total weight | RM | total rm | PICTURE | QTY-PCS | T-weight-KG | REORDER LEVEL | REORDER QTY
RAC001 | upright Post 立柱 | 11000*900*100*70*2.0 | 45.1 | 4.1 |  |  | 331.9633 |  | =DISPIMG("ID_4F4D5FD4221844B3BAC4C5FCB86F69E3",1) | 450 | 20295
RAC002 | Foot plate | 120*120 |  |  |  |  | 7.8378
RAC003 | 横 支 Bracing | 40*25*1.5 C型*828 | 0.9 | 2 |  |  | 6.625 |  | =DISPIMG("ID_26C9986488344784A3A12DBC0C0B5F4D",1) | 750 | 675
RAC004 | 斜 支 Bracing | 40*25*1.5 C型*1030 | 1.13 | 10 |  |  | 8.3067 |  |  | 5000 | 5650
RAC005 | Upright Post Set | 612.6mm(230mm) | 6 | 62.3 | 10 | 623 | 302.6123 | 3026.1228
RAC006 | Beam 横梁 | 2700*120*45*1.5 | 13.7 | 8 | 9 | 986.4 | 100.87 | 7262.64 | =DISPIMG("ID_5B50BE1DB98C4567993D6A5F26792F33",1) | 2000 | 27400
RAC007 | Beam 横梁 | 2460*100*45*1.5 | 12.6 | 8 |  | 0 | 92.75 | 0 |  | 2000 | 25200
RAC008 | row spacer 连接杆 | 250*60*40 | 1.1 | 6 | 10 | 66 | 9.744 | 584.64 | =DISPIMG("ID_0E87DF8BB7EC46E5880226BA3CE7A3E0",1) | 600 | 660 |  |  | 2m height install 1pcs
RAC009 | Post guard U型防撞柱 | H300 | 3.5 |  | 10 | 35 | 30.698 | 306.98 |  | 125 | 437.5
RAC010 | Pallet support 支撑梁 | 900*60*40 | 2.3 | 4 | 36 | 331.2 | 18.4945 | 2663.2145 | =DISPIMG("ID_6FC152D1CE6B42CB8D590A2DA910557B",1) | 8000 | 18400 |  |  | 4pcs per rack
RAC011 | Crash barrier 防撞栏 | L2050*H500 | 18.3 |  |  |  | 146.88 | 0 | =DISPIMG("ID_65FA1E08635043859F11F6AEACBF64C9",1) | 50 | 915
RAC012 | Crash barrier 防撞栏 | L900*H500 | 10.8 |  |  |  | 86.7273 | 0 |  | 10 | 108
| 2ton above-rm800/ton ,install wood slab -rm500/ton |  |  |  |  | 2041.6 |  | 13843.5974 |  | Total:KG | 99740.5
below 2ton -rm1200-rm1500/ton

## quickool
WELLER AIR-COND PARTS ENTERPRISE SDN BHD (613386-K) www.weller.com.my
No. 9, Jalan Kuari, Kampung Cheras Baru, 56100 Kuala Lumpur.
Tel: 03-42800331 Fax: 03-42953202 H/P:016-6666331
TO :OUR VALUE DEALER
FROM:LEONG
DATE :5.5.26
USD RATE : | 4.1 | [6 empty] | 0
Warrantly 1year on parts only
ITEM CODE | MODEL | Dimension | System | cond unit model | fan sets | cappillary tube | blower | (RM) | PIC
CAB001 | Mini 2 Door cabinet c/w 1/3hp cond unit | 760*585*1830 | Piping system -18c ~ 0c | KK270CZ1 cw cs030 | 10watts | 0.049*54" (0.4kg) | ~ | 2857.4978
CAB002 | 2 Door cabinet c/w 3/8hp cond unit R134 | 840*685*2080 |  | K325CZ1 cs033 | 10watts | 0.049*54" | ~ | 3635.0312
CAB003 | 4 Door cabinet c/w 1/2hp cond unit R134 | 1300*685*2080 |  | K400CZ1 cw cs060 | 16watts | 0.042*52" (0.8kg) | ~ | 4566.6904
CAB004 | 6 Door cabinet c/w 5/8hp cond unit R404 | 1930*685*2080 |  | ne2178ck,mpt16la cw cs075 | 18watts cw hi/lo switch | 0.055*60" | ~ | 5869.2879
CAB005 | 6 Door cabinet c/w 3/4hp cond unit R404 | 1930*685*2080 |  | ne2180ck,mpt18la cw cs075 | 25watts cw hi/lo switch | 0.055*60" (0.9kg) | ~ | 5945.6215
CAB006 | 2 Door cabinet full piping (8rack 32ice)c/w ice tray | 840*685*2080 |  | Nct2195ck cw cs145 | 0 | 0 | ~ | 6063.6405
CAB007 | 2 Door cabinet full piping (10rack 40ice)c/w ice tray | 840*685*2080 |  | Nct2195ck cw cs145 | 0 | 0 | ~ | 6755.1625
CAB008 | 4 Door cabinet full piping (10rack 60ice)c/w ice tray | 1300*685*2080 |  | 2 x Nct2195ck cw cs145 | 0 | 0 | ~ | 10494.0926
CAB009 | 6 Door cabinet full piping (10rack 100ice)c/w ice tray | 1930*685*2080 |  | 2 x Nct2212ck cw cs170 | 0 | 0 | ~ | 13029.0959
CAB010 | 2 Door chiller c/w 1/3hp cond unit R134 | 710*760*2060 | Chiller 0 ~ 5c blower system | KK270CZ1 cw cs030 | 0 | 0 | 5 X 14 X 4R | 3075.4372
CAB011 | 4 Door chiller c/w 1/2hp cond unit R134 | 1300*760*2060 |  | KK375CZ1 cw cs050 | 0 | 0 | 5 X 20 X 4R | 3931.3454
CAB012 | 6 Door chiller c/w 1/2hp (B) cond unit R134 | 1930*760*2060 |  | K400CZ1 cw cs060 | 0 | 0 | 5 X 33 X 4R | 5328.4811
CAB013 | 2 Door frezzer c/w 1/3hp cond unit R404 | 710*760*2060 | Frezzer 0c ~ -10c blower system | NE2150 cw cs050 | 0 | 0 | UC100 | 3650.84
CAB014 | 4 Door frezzer c/w 3/4hp cond unit R404 | 1300*760*2060 |  | Mpt18 cw cs075 | 0 | 0 | UC150 | 4657.441
CAB015 | 6 Door frezzer c/w 1hp cond unit R404 | 1930*760*2060 |  | Nct2195ck cw cs145 | 0 | 0 | UC200 | 6551.4813
CAB016 | 2 Door frezzer c/w 1/2hp cond unit R404 | 710*760*2060 | Frezzer -10c ~ -25c blower system | Mpt18 cw cs075 | 0 | 0 | UC100 | 3837.0708
CAB017 | 4 Door frezzer c/w 1hp cond unit R404 | 1300*760*2060 |  | Nct2195ck cw cs145 | 0 | 0 | UC200 | 5330.7913
CAB018 | 6 Door frezzer c/w 1.5hp cond unit R404 | 1930*760*2060 |  | Nct2212ck cw cs170 | 0 | 0 | UC300 | 7027.154
CAB019 | 1.2m counter chiller (4ft) 1/4hp R134 | 1200*750*840 | Chiller 0 ~ 5c blower system | KK270CZ1 cw cs039 | 0 | 0 | 8*11*3R | 2975.9146
CAB020 | 1.5m counter chiller (5ft) 1/3hp R134 | 1500*750*840 |  | KK270CZ1 cw cs039 | 0 | 0 | 8*11*3R | 3196.8235
CAB021 | 1.8m counter chiller (6ft) 3/8hp R134 | 1800*750*840 |  | K325CZ1 cs054 | 0 | 0 | 12*11*3R | 3640.6646
CAB022 | 2.1m counter chiller (7ft) 1/2hp R134 | 2100*750*840 |  | KK375CZ1 cw cs054 | 0 | 0 | 12*11*3R | 4030.3604
CAB023 | 1.2m counter frezzer (4ft) 1/2hp R134 | 1200*750*840 | Frezzer -25c ~ -10c blower system | KK375CZ1 cw cs054 | 0 | 0 | 12*11*3R | 3107.5693
CAB024 | 1.5m counter frezzer (5ft) 1/2hp R134 | 1500*750*840 |  | K400CZ1 cw cs066 axial | 0 | 0 | 12*11*3R | 3394.5668
CAB025 | 1.8m counter frezzer (6ft) 1/2hp R404 | 1800*750*840 |  | ne2170ck cw066 axial | 0 | 0 | 12 x 13 x 3R (330) | 3981.5388
CAB026 | 2.1m counter frezzer (7ft) 5/8hp R404 | 2100*750*840 |  | mpt16la cw cs083 axial | 0 | 0 | 12 x 13 x 3R (330) | 4415.8394
CAB027 | 1 Glass Door chiller c/w 1/3hp cond unit R134 | 610*760*2030 | Chiller 0 ~ 5c blower system | KK270CZ1 cw cs030 | 0 | 422.504 | 5 X 14 X 4R | 2838.5787
CAB028 | 2 Glass Door chiller c/w 1/2hp cond unit R134 | 1215*760*2030 |  | KK375CZ1 cw cs050 | 0 | 0 | 5 X 20 X 4R | 3858.5241
CAB029 | 3 Glass Door chiller c/w 1/2hp B cond unit R134 | 1810*760*2030 |  | K400CZ1 cw cs060 | 0 | 0 | 5 X 33 X 4R | 4971.7109
CAB030 | 1 Glass Door Frezzer c/w 5/8hp cond unit R404 | 610*760*2030 | Frezzer -10c ~ -25c blower system | ne2178ck,mpt16la cw cs090 | 0 | 0 | UC100 | 3569.268
CAB031 | 2 Glass Door Frezzer c/w 1hp cond unit R404 | 1215*760*2030 |  | Nct2195ck cw cs145 axial | 0 | 0 | UC200 | 5338.5551
CAB032 | 3 Glass Door Frezzer c/w 1 1/2hp cond unit R404 | 1810*760*2030 |  | Nct2212ck cw cs170 axial | 0 | 0 | UC300 | 6857.6452
CAB033 | 398L Chest frezzer (300L) internal s/steel |  |  |  | 46000 |  |  | 1319.0748
CAB034 | 498L Chest frezzer (400L) internal s/steel | [6 empty] | 1447.1404
CAB035 | 598L Chest frezzer (500L) internal s/steel | [6 empty] | ~
CAB036 | 798L Chest frezzer (700L) internal s/steel | [6 empty] | 2023.4352
CAB037 | 1088L Chest frezzer (1000L) internal s/steel | [6 empty] | ~
CAB043 | 3 Big Glass Door Frezzer c/w 1 1/2hp cond unit R404 | 2067*813*2330 | 778.3303 | pic
0 | 0 |  | 0.5
ITEM CODE | PRODUCT |  | (RM)
CAB044 | ICE TRAY (395mm*165mm*105mmH) |  | 22
CAB045 | 60% tin solder bar |  | 191.6667
CAB046 | C.F hinge- 6" (1pair) |  | 53.5088
CAB047 | 3mm clear float glass (457mm x 914mm) |  | 29.3297
CAB048 | 17mm x 69mm hardwood planed 2' up |  | 2.8674
0 | Masking tape 35mm x50m more glue |  | 4.5966
0 | Masking tape 35mmx50m |  | 4.0454
0 | Aluminium foil tape 48mm x 30m |  | 10.5926
0 | Aluminium foil tape 60mm x 30m |  | 12.537
0 | Aluminium foil tape 75mm x 30m |  | 15.8889
0 | OPP tape 48mm x 80m |  | 4.2778
CAB049 | 13amp plug top UMS |  | 4.4444
CAB050 | 40/076 3core wire 1mm |  | 3.537
CAB051 | 70/076 3core wire 1.5mm |  | 0
CAB052 | 2ft led 10watts advertise |  | 8
CAB053 | 4ft led 18watts advertise |  | 8
CAB054 | led clip |  | 0.625
CAB055 | led connector 15amp 12way |  | 70.3704
CAB056 | PVC wire cable 2core 70m |  | 0
CAB058 | 3" pp castor wheel adjustable c/w stopper white |  | 7.583
CAB059 | Pilaster s/steel 400mm (HG-600) |  | 1.3228
CAB060 | Pilaster s/steel 600mm (HG-600) |  | 1.5873
CAB061 | Pilaster s/steel 1200mm (HG-1200) |  | 3.1746
CAB062 | Pilaster clip aluminium (HG-1201) |  | 0.48501
CAB063 | PVC SheIving 23"x21" | 4Door & 6Door (4pcs/Fridge) | 27.5435
CAB064 | PVC SheIving 25"x21" | 6Door (2pcs/Middle of Fridge) | 29.8081
CAB065 | PVC SheIving 24-6/8"x18" | Mini 2Door (2pcs/Fridge) | 26.4056
CAB066 | PVC SheIving 28"x21" | 2Door Big (2pcs/Fridge) | 32.0727
CAB067 | PVC Shelving 13 3/4" x 22" 1/4" | 1.2m counter-4pcs | 14.1053
CAB068 | PVC Shelving 19 3/4" x 22" 1/4" | 1.5m 2door counter-4pcs | 20.2105
CAB069 | PVC SheIving 17" x 22 1/4" | 1.8m 3door counter-6pcs | 17.4737
CAB070 | PVC SheIving 21" x 22 1/4" | 2.1m 3door counter-6pcs | 22.9053
CAB071 | PVC SheIving 23"x23" 1 stopper | 2,4&6 door upright chiller 4,8,8pcs | 26.1053
CAB072 | PVC SheIving 25"x23" 1 stopper | 6 door upright chiller centre 4pcs | 28.6316
CAB072.01 | PVC SheIving 19 3/4"x221/4" 1stopper | 1 glass door chiller -4pcs | 22.3158
CAB072.02 | PVC SheIving 21"x221/4" 1stopper | 2&3 glass door chiller -8pcs | 24
CAB072.03 | PVC SheIving 22 3/4"x22 1/4" 1 stopper | 3 glass door chiller centre -4pcs | 25.4737
CAB072.04 | PVC SheIving 19 3/4"x221/4" 2stopper for price pad | 1 glass door chiller -4pcs | 25.2632
CAB072.05 | PVC SheIving 21"x221/4" 2stopper for price pad | 2&3 glass door chiller -8pcs | 27.3684
CAB072.06 | PVC SheIving 22 3/4"x22 1/4" 2stopper for price pad | 3 glass door chiller centre -4pcs | 30.1075
CAB072.07 | PVC SheIving 18 3/4"x21" 1stopper | 1 glass frezzer door -4pcs | 20.2105
CAB072.08 | PVC SheIving 20 3/4"x21" 1stopper | 2 glass frezzer door -8pcs | 22.1053
CAB072.09 | PVC SheIving 21"x22 1/4" 1 stopper-old model | 3 glass frezzer door -8pcs | 23.1579
CAB072.10 | PVC SheIving 22 1/4"x21" 1 stopper | 3 glass frezzer door centre -4pcs | 23.5789
CAB072.11 | PVC SheIving 18 3/4"x221/4" 2stopper | 1 glass frezzer door -4pcs | 27.3684
CAB072.12 | PVC SheIving 20 3/4"x221/4" 2stopper | 2 glass frezzer door -8pcs | 29.4737
CAB072.13 | PVC SheIving 21"x22 1/4" 2stopper | 3 glass frezzer door -8pcs | 31.5789
CAB072.14 | PVC SheIving 21 3/4"x22 1/4" 2stopper | 3 glass frezzer door centre -4pcs | 33.6842
CAB072.15 | PVC SheIving 24 1/2"x24 1/4" 2stopper | 2&3 big glass chiller door -12pcs | 31.5789
CAB072.16 | PVC SheIving 25 3/4"x24 1/4" 2stopper | 3 big glass chiller door centre -6pcs | 33.0526
0 | custom made shelving cost base on kgs
0 | custom made shelving base on size less than 20pcs quantity
CAB082 | 578*715 magnetic gasket | 2door | 25.1961
CAB083 | 534*715 magnetic gasket | 4door&6door | 24.7168
CAB084 | 383*575 magnetic gasket | 1.5m counter | 21.5468
CAB085 | 528*575 magnetic gasket | 1.8m counter | 23.1264
CAB086 | 420*575 magnetic gasket | 2.1m counter | 21.9499
CAB087 | custom made gasket | 0 | 26.669
CAB088 | HG-036 pvc door rail 3.4m | 0 | 20.008
CAB089 | Gasket welding machine | 0 | ~
CAB090 | Mould welding machine | 0 | ~
CAB091 | 3MM TEMPERED GLASS + 3MM NORMAL GLASS (595*985MM) | 0 | 150.2419
CAB092 | 3MM TEMPERED GLASS + 3MM TEMPER GLASS (700*865MM) | 0 | 155.3349
CAB093 | 4mm+3mm heater glass door (1473*584mm) chiller right (grey) | 2door&3door glass door | 435.4469
CAB094 | 4mm+3mm heater glass door (1473*584mm) chiller left (grey) | 2door&3door glass door | 435.4469
CAB095 | 4mm+3mm heater glass door (1473*584mm) chiller right (black) | 2door&3door glass door | 435.4469
CAB096 | 4mm+3mm heater glass door (1473*584mm) chiller left (black) | 2door&3door glass door | 435.4469
CAB105 | 4mm + 3mm + 3mm heater glass door (1770*670mm) frezzer right (black) | 0 | 704.4818
CAB106 | 4mm + 3mm + 3mm heater glass door (1770*670mm) frezzer left (black) | 0 | 704.4818
CAB107 | 4MM HEATED GLASS + 3MM NORMAL GLASS (1801*762MM) | 0 | 547.619
CAB108 | 1500*1850mm INTEGRATED DOOR WITH FRAME (2 DOOR) | 723mm*1800mm(28.5"*71") | 3818.6819
CAB109 | 2250*1850mm INTEGRATED DOOR WITH FRAME (3 DOOR) | 723mm*1800mm(28.5"*71") | 5650.9921
CAB110 | 720*560mm MATCHING SHELVES (LOAD 50KG) | 0 | 57.2956
CAB111 | TOP FIXING GRID SHELVES | 0 | 63.6618
CAB112 | 50*16*1900 ALUMINIUM COLUMN LIGHT (大立柱) | 0 | 72.8291
CAB113 | 50*16*2150 ALUMINIUM COLUMN LIGHT (大立柱) | 0 | 77.0308
CAB114 | 50*16*2600 ALUMINIUM COLUMN LIGHT (大立柱) | 0 | 81.2325
CAB115 | 520*30*30 LOWER BRACKET (下固定槽) | 0 | 11.9048
CAB116 | ALUMINIUM FIXING GROOVE (铝固定套) | 0 | 11.9048
CAB117 | S/STEEL HOCK (不锈钢挂钩) PILASTER CLIP | 0 | 0.70028
CAB119 | 750mm pvc price tag (标价条) | 0 | 2.521
CAB120 | Advertising board 1door frame (608*270mm) grey | 0 | 45.7516
CAB124 | Advertising board 2door frame (1210*270mm) black | 0 | 71.5842
CAB126 | PVC Ankle lock | 0 | 0.35014
CAB127 | Digital 1door channel (608*55*50mm)grey | 1door | 11.9048
CAB128 | Digital 2door channel (1210*55*50mm)grey | 2door | 22.9342
CAB130 | Digital aluminium channel (4150*55*50mm)grey | 0 | 77.0308
CAB131 | Digital 1door channel (608*55*50mm)black | 1door | 12.9552
CAB132 | Digital 2door channel (1210*55*50mm)black | 2door | 24.8599
CAB134 | Digital aluminium channel (4150*55*50mm)black | 0 | 84.0336
CAB135 | Bottom 1door channel (608*93*50mm)grey | 1door | 14.1807
CAB136 | Bottom 2door channel (1210*93*50mm)grey | 2door | 27.486
CAB138 | Bottom aluminium channel (4150*93*50mm)grey | 0 | 92.7871
CAB139 | Bottom 1door channel (608*93*50mm)black | 1door | 15.4062
CAB140 | Bottom 2door channel (1210*93*50mm)black | 2door | 29.7619
CAB141 | Bottom 3door channel (1806*93*50mm)black | 3door | 44.1176
CAB142 | Bottom aluminium channel (4150*93*50mm)black | 0 | 101.5406
CAB143 | Digital aluminium pvc plug 55mm grey | 0 | 0.96289
CAB144 | Digital aluminium pvc plug 55mm black | 0 | 0.96289
CAB146 | Bottom aluminium pvc plug 93mm black | 0 | 1.5756
CAB147 | advertising board 1door (603*265) white | 0 | 14.9393
CAB149 | advertising board 3door (1801*265) white | 0 | 44.5067
CAB150 | advertising board 4door (1801*265) white | 0 | 0
CAB151 | HM40-15w led light 1.236m | 1door-1pc,2door-1pcs,3door-2pcs | 18.4619
CAB152 | HM40-17w led light 1.436m | 1door-1pc,2door-1pcs,3door-2pcs | 22.2816
CAB153 | 1m wire cw clip | 0 | ~
CAB154 | PVC internal door frame 500mm | 2,3 glass door | 1.8571
CAB155 | PVC internal door frame 1397mm | 2,3 glass door | 5.1818
CAB156 | PVC internal door frame 510mm | 4d,6d upright | 1.8943
CAB157 | PVC internal door frame 692mm | 4d,6d upright | 2.5703
CAB158 | PVC internal door frame 293mm | 1.2m counter | 1.0883
CAB159 | PVC internal door frame 442mm | 1.5m counter | 1.6417
CAB161 | PVC internal door frame 458mm | 2.1m counter | 1.7011
CAB162 | PVC internal door frame 550mm | all counter | 2.0429
CAB163 | PVC internal door frame 3.1m | 0 | 11.5584
CAB164 | RH-4.2m WHITE DOOR HEATER (60°c) | 1.2m counter chiller | 25.5102
CAB165 | RF-4.2m WHITE DOOR HEATER (80°c) | 1.2m counter frezzer | 25.5102
CAB166 | RH-4.5m WHITE DOOR HEATER (60°c) | 1glass door chiller | 27.6361
CAB167 | RF-4.5m WHITE DOOR HEATER (80°c) | 1glass door frezzer | 27.6361
CAB168 | RH-4.8m WHITE DOOR HEATER (60°c) | 1.5m counter chiller | 29.7619
CAB169 | RF-4.8m WHITE DOOR HEATER (80°c) | 1.5m counter frezzer | 29.7619
CAB170 | RH-5.5m WHITE DOOR HEATER (60°c) | 2door upright chiller | 34.0136
CAB171 | RF-5.5m WHITE DOOR HEATER (80°c) | 2door upright frezzer | 34.0136
CAB172 | RH-6.4m WHITE DOOR HEATER (60°c) | 1.8m counter chiller | 39.3282
CAB173 | RF-6.4m WHITE DOOR HEATER (80°c) | 1.8m counter frezzer | 39.3282
CAB174 | RH-7m WHITE DOOR HEATER (60°c) | 2.1m counter chiller | 42.517
CAB175 | RF-7m WHITE DOOR HEATER (80°c) | 2.1m counter frezzer | 42.517
CAB176 | RH-8.2m WHITE DOOR HEATER (60°c) | 2glass door chiller | 49.9575
CAB177 | RF-8.2m WHITE DOOR HEATER (80°c) | 3glass door chiller | 49.9575
CAB178 | RH-10.4m WHITE DOOR HEATER (60°c) | 4door upright chiller | 63.7755
CAB179 | RF-10.4m WHITE DOOR HEATER (80°c) | 4door upright frezzer | 63.7755
CAB180 | RH-12.2m WHITE DOOR HEATER (60°c) | 3glass door chiller | 74.4048
CAB181 | RF-12.2m WHITE DOOR HEATER (80°c) | 3glass door frezzer | 74.4048
CAB182 | RH-15.6m WHITE DOOR HEATER (60°c) | 6door upright chiller | 95.6633
CAB183 | RF-15.6m WHITE DOOR HEATER (80°c) | 6door upright frezzer | 95.6633
CAB184 | HAIER FRIDGE DOOR SWITCH | 0 | 6.8627
CAB186 | SENSOR PROBE HOLDER | 0 | 0.35014
CAB187 | PU END CAP | 0 | 0.46685
CAB189 | WATERPROOF TRANSPARENT PROTECTIVE COVER DISPLAY | 0 | 4.0016
CAB190 | SENSOR PROBE HOLDER | 0 | 0.40016
CAB191 | WIRE HOLDER | 0 | 1.0004
CAB193 | 6" PLASTIC VIDEO FAN GUARD | 0 | 2.8011
CAB194 | BLOWER FAN GUARD 200MM | 0 | 6.2247
CAB195 | CONDENSER FAN GUARD 200MM | 0 | 7.0028
CAB196 | Upper door hinges | 0 | 3.1124
CAB197 | Middle door hinges | 0 | 3.1124
CAB198 | Bottom door hinges | 0 | 3.1124
CAB199 | 3KG DEHUMIDIFIER | 0 | 1047.1781
CAB200 | HIGH 330 SIDEBOARD (BLACK/GREY) | 0 | 7.8782
CAB201 | 200mm FAN GUARD | 0 | 7.1584
CAB202 | 230mm FAN GUARD | 0 | 9.3371
CAB203 | EXTRA LONG ELBOW DRAIN PIPE FITTING 加长弯头出水嘴 | 0 | 2.8011
CAB204 | POST GUARD 大直座 | 0 | 1.4006
CAB205 | UPPER LEFT DOOR HINGES | 0 | 7.7809
CAB206 | UPPER RIGHT DOOR HINGES | 0 | 7.7809
CAB207 | MIDDLE LEFT DOOR HINGES | 0 | 7.7809
CAB208 | MIDDLE RIGHT DOOR HINGES | 0 | 7.7809
CAB209 | LOWER LEFT DOOR HINGES | 0 | 7.7809
CAB210 | LOWER RIGHT DOOR HINGES | 0 | 7.7809
CAB211 | Drain pan heater (230v,125w) | 180c (0.9~0.09amp) | 80.032
CAB212 | BULLET FIT (100mm) | 0 | 11.403
0 | 0 | 0 | 0
0 | 0 | 0 | 0
0 | 0 | 0 | 0

## Heat plate
WELLER AIR-COND PARTS ENTERPRISE SDN BHD (613386-K)
DATE :5.5.26
ITEM CODE | MODEL | DESCRIPTION | Power(HP) | L*W*T (mm) | Water flow rate M3/H | CONNECTION | Power of pump(kw) | RM | COMPRESSOR MODEL | BRAND | HP | C/W Condenser sets | Water chiller with heat plate only(RM)
HEAT001 | EATB15-12 | HEAT PLATE EXCHANGER FOR WATER CHILLER 0.75HP TILL 300HP | 0.3 | 220*76*35 | 0.22 | 1/2",1/2" (5hp ~8hp) | ZFI23-36 | 420.2864
HEAT002 | EATB15-16 |  | 0.4 | 220*76*44 | 0.22 | 5/8",1/2" (10hp ~ 12hp) 3/4,3/4 | ZFI39-50 | 465.768
HEAT003 | EATB15-20 |  | 0.5 | 220*76*51 | 0.22 | 5/8",5/8" (15hp ~ 20hp) 3/4,3/4 | ZFI59-81 | 511.0639
HEAT004 | EATB25-12 |  | 0.75 | 297*124*41 | 0.33 | 5/8,7/8 (30hp sub cooler) | Bitzer 2 stage no6 | 850.9687
HEAT004.01 | EATB25-D-44 |  | 0 | 297*124*116 | sub cooler | ZFI96-144 (3/4",3/4") | zfi96-140 scx0445 | 1521.2708
HEAT004.02 | EATB52-D-16 |  | 0 | 527*112*50 | sub cooler | 30-40HP (3/4",1 1/8") | scx4734 / scx0445 | 1067.6286
HEAT004.03 | EATB52-D-30 |  | 0 | 527*112*83 | sub cooler | 50-60HP (7/8",1 1/8") | scx0645 / scx0545 | 1581.8256
HEAT004.04 | EATB52-D-40 |  | 0 | 527*112*106 | sub cooler | 70-80HP (7/8",1 1/8") | scx0845 / scx 0857 | 1948.8553
HEAT004.05 | PLATE HEAT BX4THX14 (ZFI23-ZFI36) |  | 0 | 197*75*21 | sub cooler | 3/8*1/2 | ZFI23-39 | 486.041
HEAT004.07 | PLATE HEAT BX4THX20 (ZFI39-ZFI50) |  | 0 | 197*75*28 | sub cooler | 3/8*3/4 | ZFI36-39 | 710.3676
HEAT004.08 | PLATE HEAT BX4THX24 (ZFI59-ZFI68) |  | 0 | 197*75*32 | sub cooler | 3/8*3/4 | ZFI50-68 | 934.6942
HEAT004.09 | PLATE HEAT BX4THX30 (ZFI81) |  | 0 | 197*75*38 | sub cooler | 3/8*3/4 | ZFI81 | 1177.7146
HEAT004.10 | PLATE HEAT BX10THX40 (ZFI96-ZFI140) |  | 0 | 287*117*103 | sub cooler | 3/4*3/4 | ZFI96-ZFI140 | 2243.266
HEAT005 | EATB25-24 |  | 2 | 297*124*62 | 0.86 | Freon 5/8,7/8 water 1" | 0.37 | 615.7289
HEAT006 | EATB25-32 |  | 3 | 297*124*81 | 1.28 | Freon 5/8,7/8 water 1" | 0.37 | 741.6444 | JT95GABY1L | Daikin Scroll Comp 3ph | 3 | #REF! | 12645.4727
HEAT007 | EATB25-42 |  | 4 | 297*124*104 | 1.71 | Freon 5/8,7/8 water 1" | 0.37 | 903.64 | JT125GABY1L |  | 4 | #REF! | 0
HEAT008 | EATB25-48 |  | 5 | 297*124*119 | 2.14 | Freon 7/8,1 1/8 water 1 1/4" | 0.37 | 963.2267 | JT160GABY1L |  | 5 | #REF! | 0
HEAT009 | EATB61-26 |  | 6 | 539*125*68 | 2.58 | Freon 7/8,1 1/8 water 1 1/4" | 0.75 | 1114.38 | C-SB453H8A | Sanyo Scroll | 6 | #REF! | 8233.2458
HEAT010 | EATB61-30 |  | 7 | 539*125*77 | 3 | Freon 7/8,1 1/8 water 1 1/4" | 0.75 | 1225.08 | HLM081T4LC6 | Danfoss Scroll | 7 | #REF! | 0
HEAT010.1 | EATB61-32 |  | 8 | 539*125*82 | 3.43 | Freon 7/8,1 1/8 water 1 1/4" | 0.75 | 1280.2933 | ZB58KQE-TFD | Copeland scroll | 8 | #REF! | 0
HEAT011 | EATB61-40 |  | 10 | 539*125*100 | 4.28 | Freon 7/8,1 1/8 water 1 1/4" | 0.75 | 1501.5111 | SM124A4ALB | Danfoss Scroll | 10 | #REF! | 0
HEAT012 | EATB61-50 |  | 12 | 539*125*124 | 5.14 | Freon 7/8,1 1/8 water 1 1/4" | 0.75 | 1778.0333 | SM147A4ALB |  | 12 | #REF! | 5889.8514
HEAT013 | EATB85-44 |  | 15 | 564*188*110 | 6.42 | Freon 7/8,1 3/8 water 2" | 1.5 | 2473.2111 | SM185S4CC |  | 15 | #REF! | 0
HEAT014 | EATB85-58 |  | 20 | 564*188*142 | 8.56 | Freon 7/8,1 3/8 water 2" | 1.5 | 3100.7844 | SY240A4ABB |  | 20 | #REF! | 0
HEAT015 | EATB85-70 |  | 25 | 564*188*170 | 10.7 | Freon 7/8,1 3/8 water 2" | 2.2 | 3638.9778 | 06EA265 | CARRIER RECOND COMP | 25 | #REF! | 0
HEAT016 | EATB120-64 |  | 30 | 564*247*164 | 12.86 | Freon 7/8,1 3/8 water 2" | 2.2 | 4630.9044 | 06EA275 |  | 30 | #REF! | 0
HEAT017 | EATB120-76 |  | 35 | 564*247*194 | 15 | Freon 7/8,1 3/8 water 2" | 4 | 5336.9244 | 06EA199 |  | 35 | #REF! | 0
HEAT018 | EATB120-86 |  | 40 | 564*247*218 | 17.13 | Freon 7/8,1 3/8 water 2" | 4 | 5923.5889 | 06EA299 |  | 40 | #REF! | 0
HEAT019 | EATB120-108 |  | 50 | 564*247*272 | 21.14 | Freon 7/8,1 3/8 water 2" | 4 | 7216.0911 | 6F-50.2 | Bitzer recond | 50 | #REF! | 0
HEAT020 | EATB61-24+24-2M |  | 5+5HP | 539*125*121 | 4.28 | Freon 7/8,1 1/8 water 1 1/4" | 0.75 | 1797.44 |  |  |  | #REF! | 0
HEAT021 | EATB85-24+24-2M |  | 7.5+7.5HP | 564*188*121 | 6.42 | Freon 7/8,1 3/8 water 2" | 1.5 | 2727.32 |  |  |  | #REF! | 0
HEAT022 | EATB85-30+30-2M |  | 10+10HP | 564*188*171 | 8.56 | Freon 7/8,1 3/8 water 2" | 1.5 | 3274.4422 |  |  |  | #REF! | 0
HEAT023 | EATB85-38+38-2M |  | 12.5+12.5HP | 564*188*187 | 10.7 | Freon 7/8,1 3/8 water 2" | 2.2 | 3982.9222 |  |  |  | #REF! | 0
HEAT024 | EATB85-46+46-2M |  | 15+15HP | 564*188*225 | 12.86 | Freon 7/8,1 3/8 water 2" | 2.2 | 4700.3311 |  |  |  | #REF! | 0
HEAT025 | EATB25-48-2 |  | 5 | 297*124*119 | 2.14 | Freon 7/8,1 1/8 water 1 1/4" | 0.37 | 911.1111 |  |  |  | #REF! | 0
HEAT026 | EATB61-26-2 |  | 6 | 539*125*68 | 2.58 | Freon 7/8,1 1/8 water 1 1/4" | 0.75 | 1015.5244 |  |  |  | #REF! | 0
HEAT027 | EATB61-40-2 |  | 10 | 539*125*100 | 4.28 | Freon 7/8,1 1/8 water 1 1/4" | 0.75 | 1501.5111 |  |  |  | #REF! | 0
HEAT028 | EATB61-50-2 |  | 12 | 539*125*124 | 5.14 | Freon 7/8,1 1/8 water 1 1/4" | 0.75 | 1778.0333 |  |  |  | #REF! | 0
HEAT029 | EATB85-44-2 |  | 15 | 564*188*110 | 6.42 | Freon 7/8,1 3/8 water 2" | 1.5 | 2480.5911 |  |  |  | #REF! | 0
HEAT030 | EATB85-58-2 |  | 20 | 564*188*142 | 8.56 | Freon 7/8,1 3/8 water 2" | 1.5 | 3138.96 |  |  |  | #REF! | 0
HEAT031 | EATB120-64-2 |  | 30 | 564*247*164 | 12.86 | Freon 7/8,1 3/8 water 2" | 2.2 | 4630.9044 |  |  |  | #REF! | 0
HEAT031.1 | CB10+10 (2*10HP C.BARREL) | CHILLER BARREL EVAPORATING AT 2C | 10+10HP | 0 | 0 | 0 |  | 5965.9091 |  |  |  | #REF! | 0
HEAT031.2 | CB12+12 (2*12HP C.BARREL) |  | 12+12HP | 0 | 0 | 0 |  | 6601.7316 |  |  |  | #REF! | 0
HEAT031.3 | CB15+15 (2*15HP C.BARREL) |  | 15+15HP | 0 | 0 | 0 |  | 8373.9177 |  |  |  | #REF! | 0
HEAT031.4 | CB20+20 (2*20HP C.BARREL) |  | 20+20HP | 0 | 0 | 0 |  | 9943.1818 |  |  |  | #REF! | 0
HEAT031.5 | CB25+25 (2*25HP C.BARREL) |  | 25+25HP | 0 | 0 | 0 |  | 12567.6407 |  |  |  | #REF! | 0
HEAT032 | CB5 (5hp chiller barrel) |  | 5 | 906*180 | 18KW | 0 |  | 2120.5357 | JT160GABY1L | Daikin Scroll Comp 3ph | 5 | #REF! | #REF!
HEAT032.1 | CB6 (6hp chiller barrel |  | 6 | 986*180 | 0 | 0 |  | 2306.5476 |  |  |  | #REF! | 0
HEAT033 | CB8 (8hp chiller barrel) |  | 8 | 1086*219 | 28KW | 0 |  | 3007.1925 | ZB58KQE-TFD | Copeland scroll | 8 | #REF! | 0
HEAT034 | CB10 (10hp chiller barrel) |  | 10 | 1206*219 | 35KW | 0 |  | 3298.6111 | SM124A4ALB | Danfoss Scroll | 10 | #REF! | 0
HEAT035 | CB12 (12hp chiller barrel) |  | 12 | 1406*219 | 0 | 0 |  | 3906.25 |  |  |  | #REF! | 0
HEAT036 | CB15 (15hp chiller barrel) |  | 15 | 1406*219 | 47KW | 0 |  | 4191.4683 | SM185S4CC |  | 15 | #REF! | 0
HEAT037 | CB20 (20hp chiller barrel) |  | 20 | 1606*219 | 56KW | 0 |  | 4861.1111 | SY240A4ABB |  | 20 | #REF! | 16732.4034
HEAT038 | CB25 (25hp chiller barrel) |  | 25 | 1706*219 | 65KW | 0 |  | 5419.1468 | 06EA265 | CARRIER RECOND COMP | 25 | #REF! | 0
HEAT039 | CB30 (30hp chiller barrel) |  | 30 | 1716*273 | 80KW | 0 |  | 7080.8532 | 06EA275 |  | 30 | #REF! | 0
HEAT040 | CB35 (35hp chiller barrel) |  | 35 | 1916*273 | 95KW | 0 |  | 7936.5079 |  |  | 35 | #REF! | 0
HEAT041 | CB40 (40hp chiller barrel) |  | 40 | 1916*273 | 120KW | 0 |  | 8432.5397 | 06EA299 |  | 40 | #REF! | 0
HEAT042 | CB50 |  | 50 | 0 | 135KW | 0 |  | 10540.6746 | 6F-50.2 | Bitzer recond | 50 | #REF! | 0
HEAT043 | CB60 |  | 60 | 0 | 155KW | 0 |  | 12425.5952 |  |  |  | #REF! | 0
HEAT043.1 | CB70 |  | 70 | 0 | 0 | 0 |  | 14062.5 |  |  |  | #REF! | 0
HEAT043.2 | CB80 |  | 80 | 0 | 0 | 0 |  | 16207.8373 |  |  |  | #REF! | 0
HEAT043.3 | CB90 |  | 90 | 0 | 0 | 0 |  | 17547.123 |  |  |  | #REF! | 0
HEAT043.4 | CB100 |  | 100 | 0 | 0 | 0 |  | 18762.4008 |  |  |  | #REF! | 0
HEAT043.5 | CB110 |  | 110 | 0 | 0 | 0 |  | 20225.6944 |  |  |  | #REF! | 0
HEAT043.6 | CB120 |  | 120 | 0 | 0 | 0 |  | 21701.3889 |  |  |  | #REF! | 0
HEAT044 | T1HP titanium barrel 16c | TITANIUM BARREL (18c) | 1hp | 330*220*280(W) | 0.064 * 3ft | 1 1/4" water inlet |  | 347.2222 |  |  |  | #REF! | 2243.7067
HEAT045 | T1.5HP titanium barrel 16c |  | 1.5hp | 330*220*280(W) | 0.064 * 2.5ft | 1 1/4" water inlet |  | 440.2282 |  |  |  | #REF! | 2535.792
HEAT046 | T2HP titanium barrel 16c |  | 2hp | 330*220*280(W) | 0.075 * 1.5ft | 1 1/4" water inlet |  | 496.0317 |  |  |  | #REF! | 2937.7008
HEAT047 | T3HP titanium barrel 16c |  | 3hp | 430*220*280(W) | 0.09 * 1.5ft | 1 1/2" water inlet |  | 606.3988 |  |  |  | #REF! | 4205.3042
HEAT048 | T4HP titanium barrel 16c |  | 4 | 490*230*290(W) | 0.075 * 12" *2 | 1 1/2" water inlet |  | 721.7262 |  |  |  | #REF! | 0
HEAT049 | T5HP titanium barrel 16c |  | 5 | 560*230*290(W) | 0.09*15"*2 | 1 1/2" water inlet |  | 758.9286 |  |  |  | #REF! | 0
HEAT050 | T1hpS-RC (100mm) Titanium coil | TITANIUM COIL (18c) | 1 | 200*430H*100mmd | 1/2" * 1/2" | 0 |  | ~ |  |  |  | #REF! | 0
HEAT051 | T1.5hpS-RC (100mm) Titanium coil |  | 1.5 | 280*480H*100mmd | 1/2" * 1/2" | 0 |  | ~ |  |  |  | #REF! | 0
HEAT052 | T2hpS-RC (100mm) Titanium coil |  | 2 | 400*500H*100mmd | 1/2" * 1/2" | 0 |  | ~ |  |  |  | #REF! | 0
HEAT053 | T1hp-RC Titanium coil |  | 1 | 200*430H*150mmd | 1/2" * 1/2" | 0.064 * 3ft |  | 173.6111 |  |  |  | #REF! | 0
HEAT054 | T1.5hp-RC Titanium coil |  | 1.5 | 280*480H*150mmd | 1/2" * 1/2" | 0.064 * 2.5ft |  | 240.5754 |  |  |  | #REF! | 0
HEAT055 | T2hp-RC Titanium coil |  | 2 | 400*500H*150mmd | 1/2" * 1/2" | 0.075 * 1.5ft |  | 307.5397 |  |  |  | #REF! | 0
HEAT056 | T3hp-RC Titanium coil |  | 3 | 340*520H*150mmd | 1/2" * 3/4" | 0.09 * 1.5ft |  | 427.8274 |  |  |  | #REF! | 0
HEAT057 | T4hp-RC Titanium coil |  | 4 | 390*520H*150mmd | 1/2" * 3/4" | 0.075 * 12" *2 |  | 489.8313 |  |  |  | #REF! | 0
HEAT058 | T5hp-RC Titanium coil |  | 5 | 450*520H*150mmd | 1/2" * 3/4" | 0.09*15"*2 |  | 551.8353 |  |  |  | #REF! | 0
HEAT059 | TS1hp Titanium barrel 2c | TITANIUM BARREL SMALL BODY (18c) | 1 | 405h*215d | 0 | 0.055 * 800mm |  | 421.627 |  |  |  | #REF! | 2318.1115
HEAT060 | TS1.5hp Titanium barrel 2c |  | 1.5 | 455h*215d | 0 | 0.064 * 800mm |  | 644.8413 |  |  |  | #REF! | 2740.4051
HEAT061 | TS2hp Titanium barrel 2c |  | 2 | 475h*215d | 0 | 0.070 * 650mm |  | 813.4921 |  |  |  | #REF! | 4264.3419
HEAT062 | TS3hp Titanium barrel 2c |  | 3 | 575h*215d | 0 | 0.08 *600mm |  | 1091.2698 |  |  |  | #REF! | 4690.1752
HEAT063 | TS4hp Titanium barrel 2c |  | 4 | 675h*215d | 0 | 0.075 * 200mm |  | 1550.0992 |  |  |  | #REF! | 0
HEAT064 | TS5hp Titanium barrel 2c |  | 5 | 675h*265d | 0 | 0.09*250mm |  | 1847.7183 |  |  |  | #REF! | 0
HEAT065 | T5hp-2c Titanium barrel | TITANIUM CHILLER BARREL (2c) pvc casing for marine water | 5 | 660*250*402 | 18KW |  |  | 1860.119 | JT160GABY1L | Daikin Scroll Comp 3ph |  | #REF! | 0
HEAT067 | T8hp-2C Titanium barrel |  | 8 | 880*250*402 | 28KW |  |  | 2962.5496 | MLZ058T4LC9 | Danfoss Scroll |  | #REF! | 0
HEAT068 | T10hp-2cC Titanium barrel |  | 10 | 1020*250*402 | 35KW |  |  | 3348.2143 |  |  |  | #REF! | 0
HEAT069 | T12hp-2cC Titanium barrel |  | 12 | 1200*250*402 | 36KW |  |  | 3472.2222 | SM124A4ALB |  |  | #REF! | 0
HEAT070 | T15hp-2cC Titanium barrel |  | 15 | 1500*250*402 | 47KW |  |  | ~ | SM147A4ALB |  |  | #REF! | 0
HEAT071 | T20hp-2cC Titanium barrel |  | 20 | 1150*355*513 | 56KW |  |  | ~ | SM185S4CC |  |  | #REF! | 0
HEAT082 | T5SSCB Titanium barrel (5HP) +2C | TITANIUM CHILLER BARREL S/STEEL CASING 2c | 5 | 0 | 0 |  |  | 1711.3095 |  |  |  | #REF! | 0
HEAT083 | T6SSCB Titanium barrel |  | 6 | 0 | 0 |  |  | 1934.5238 |  |  |  | #REF! | 0
HEAT084 | T8SSCB Titanium barrel |  | 8 | 0 | 0 |  |  | 2380.9524 |  |  |  | #REF! | 0
HEAT085 | T10SSCB Titanium barrel |  | 10 | 0 | 0 |  |  | 3224.2063 |  |  |  | #REF! | 0
HEAT086 | T12SSCB Titanium barrel |  | 12 | 0 | 0 |  |  | 3720.2381 |  |  |  | #REF! | 0
HEAT087 | T15SSCB Titanium barrel |  | 15 | 0 | 0 |  |  | 4687.5 |  |  |  | #REF! | 0
HEAT088 | T20SSCB Titanium barrel |  | 20 | 0 | 0 |  |  | 6423.6111 |  |  |  | #REF! | 0
HEAT089 | T25SSCB Titanium barrel 2in1 |  | 25 | 0 | 0 |  |  | 7229.6627 |  |  |  | #REF! | 0
HEAT090 | T30SSCB 2in1 Titanium barrel |  | 30 | 0 | 0 |  |  | 8370.5357 |  |  |  | #REF! | 0
HEAT091 | T40SSCB 2in1 Titanium barrel cw flange |  | 40 | 0 | 0 |  |  | 12152.7778 |  |  |  | #REF! | 0
HEAT092 | T50SSCB Titanium barrel |  | 50 | 0 | 0 |  |  | ~ |  |  |  | #REF! | 0
HEAT093 | TIT-1hp | Tube in tube condenser (copper) | 1hp | 0 | 0 |  |  | 520.8333 |  |  |  | #REF! | 0
HEAT094 | TIT-1.5hp |  | 1.5hp | 0 | 0 |  |  | 657.2421 |  |  |  | #REF! | 0
HEAT095 | TIT-2hp |  | 2hp | 0 | 0 |  |  | 760.1687 |  |  |  | #REF! | 0
HEAT096 | TIT-3hp |  | 3hp | 0 | 0 |  |  | 886.6567 |  |  |  | #REF! | 0
HEAT097 | TIT-4hp |  | 4hp | 0 | 0 |  |  | 1029.2659 |  |  |  | #REF! | 0
HEAT098 | TIT-5hp |  | 5hp | 0 | 0 |  |  | 1190.4762 |  |  |  | #REF! | 0
HEAT099 | TIT-8hp |  | 7hp | 0 | 0 |  |  | ~ |  |  |  | #REF! | 0
HEAT100 | TIT-10hp |  | 10hp | 0 | 0 |  |  | ~ |  |  |  | #REF! | 0
HEAT101 | TIT-12hp |  | 12hp | 0 | 0 |  |  | ~ |  |  |  | #REF! | 0
HEAT102 | TIT-15hp |  | 15hp | 0 | 0 |  |  | ~ |  |  |  | #REF! | 0
HEAT102.01 | 1hp Tube in tube water cooled condenser | ICE MACHINE HEAT EXCHANGER | 1 | 0 |  |  |  | 184.5238
HEAT102.02 | 1.5hp Tube in tube water cooled condenser |  | 1.5 | 0 |  |  |  | 267.8571
HEAT102.03 | 2hp Tube in tube water cooled condenser |  | 2 | 0.52*7rolls |  |  |  | 401.7857
HEAT102.04 | 2.5hp Tube in tube water cooled condenser |  | 2.5 | 0 |  |  |  | 476.1905
HEAT102.05 | 3hp Tube in tube water cooled condenser |  | 3 | 0 |  |  |  | 505.9524
HEAT102.07 | 5hp Tube in tube water cooled condenser |  | 5 | 0 |  |  |  | 809.5238
ITEM CODE | Model No. | Description | Power (hp) | Volt/Hz | Max.F (L/min) | Inlet/Outlet | Max.Head (m) | RM | Weight | Picture
HEAT103 | HCPF-60 | Centrifugal pumps 1.pump body:cast iron 2.pump support:cast iron 3.motor housing:aluminum 4.Impeller:Brass 5.Shaft:AISI420 SS 6.Mechanical seal: Ceramic/ceramic 7.without plug. | 1.5Hp | 220V~240V/50Hz | 500 | 2",2" | 20 | 496.8333 | N.W:22.5kg
HEAT104 | HCPF-70 |  | 2Hp |  | 550 |  | 24 | 517.0833 | N.W:23.5kg
HEAT105 | HCPF-80 |  | 3Hp |  | 550 |  | 30 | 627.0833 | N.W:28kg
HEAT106 | HGAM-70 |  | 1Hp |  | 300 | 1 1/2",1 1/2" | 18 | 316.8333 | N.W:14.5kg
HEAT107 | HGAM-75 |  | 1.5Hp |  | 380 |  | 20 | 325.1667 | N.W:15kg
HEAT108 | HGAM-80 |  | 2Hp |  | 500 | 2",2" | 22 | 468.75 | N.W:21.5kg
HEAT109 | HCT-26S | Centrifugal pumps 1.pump body:cast iron 2.pump support:cast iron 3.motor housing:aluminum 4.Impeller:AISI304 SS 5.Shaft:AISI420 SS 6.Mechanical seal: Ceramic/ceramic 7.without plug. | 1Hp |  | 140 | 1 1/4",1" | 26 | 436.8333 | N.W:9.7kg
HEAT110 | HCT-30S |  | 1.5Hp |  | 180 |  | 30 | 582.25 | N.W:16kg
HEAT111 | HCT-33S |  | 2Hp |  | 200 |  | 33 | 599.3333 | N.W:17.3kg
HEAT112 | PC-10 | Automatic control: 1.Electric switch used in water systems. 2.It starts the electric pump automatically after a pressure decrease(taps opening)and stops it when the fluid flow interrupts at the maximum pressure level of the electric pump(taps closed). 3.Completely replaced traditional pump control system composed of pressure switch,pressure tank and check valve,etc. 4.Stop the water pump in the case of water shortage. | 1.5bar /2.2bar -10bar | 220V-240V 50Hz/60Hz |  | G1"male |  | 115.5833
HEAT113 | HCPF-60 | Centrifugal pumps 1.pump body:cast iron 2.pump support:cast iron 3.motor housing:aluminum 4.Impeller:Brass 5.Shaft:AISI420 SS 6.Mechanical seal: Ceramic/ceramic 7.without plug. | 1.5Hp | 380V~420V/50Hz | 500 | 2",2" | 20 | 501.3333 | N.W:22.5kg
HEAT114 | HCPF-70 |  | 2Hp |  | 550 |  | 24 | 521 | N.W:23.5kg
HEAT115 | HCPF-80 |  | 3Hp |  | 550 |  | 30 | 632.5 | N.W:28kg
HEAT116 | HGAM-70 |  | 1Hp |  | 300 | 1 1/2",1 1/2" | 18 | 333.0833 | N.W:14.5kg
HEAT117 | HGAM-75 |  | 1.5Hp |  | 380 |  | 20 | 339.0833 | N.W:15kg
HEAT118 | HGAM-80 |  | 2Hp |  | 500 | 2",2" | 22 | 476.25 | N.W:21.5kg
HEAT119 | HCT-26S | Centrifugal pumps 1.pump body:cast iron 2.pump support:cast iron 3.motor housing:aluminum 4.Impeller:AISI304 SS 5.Shaft:AISI420 SS 6.Mechanical seal: Ceramic/ceramic 7.without plug. | 1Hp |  | 140 | 1 1/4",1" | 26 | 446.0833 | N.W:9.7kg
HEAT120 | HCT-30S |  | 1.5Hp |  | 180 |  | 30 | 592.5833 | N.W:16kg
HEAT121 | HCT-33S |  | 2Hp |  | 200 |  | 33 | 609.25 | N.W:17.3kg
HEAT122 | HQSm-80AX |  | 1Hp |  |  |  |  | 583.3333
0 | 0
ITEM CODE | Model No. | Description | Inlet/Outlet | Dealer Cash(RM) above 5pcs -5% | Picture
HEAT123 | DN15-S | 216中型球阀 (Medium duty ball valve) all copper brass material | 1/2" | 43.9286
HEAT124 | DN20-S |  | 3/4" | 58.0833
HEAT125 | DN25-S |  | 1" | 90.7857
HEAT126 | DN15-B | 216大型球阀 (Heavy duty ball valve) all copper brass material | 1/2" | 55.1548
HEAT127 | DN20-B |  | 3/4" | 65.8929
HEAT128 | DN25-B |  | 1" | 107.381
HEAT129 | DN32-B |  | 1 1/4" | 155.7024
HEAT130 | DN40-B |  | 1 1/2" | 215.7381
PRICE VALID : For intend order only and ex-factory at K.L price
*PRICE WILL BE CHANGE ON THE FINAL PAYMENT DUE TO THE CURRENCY RATE
*PLEASE EMAIL OR FAX OVER THE BANK IN SLIP
BANK ACC :HONG LEONG BANK BHD 36600016285 , PUBLIC BANK BHD 3119617816
BENEFICIARY :WELLER AIR-COND PARTS ENTERPRICE SDN BHD
COMPUTER PRINT GENERATE ONLY
GASKET TYPE HEAT EXCHANGER |  |  | TCU CONDENSER SET

## BITZER
WELLER AIR-COND PARTS ENTERPRISE SDN BHD (613386-K)
DATE :5.5.26
ITEM CODE | ITEM CODE | ITEM CODE | BRAND | Accessories | HP | BTU AT 0C to -25C | Germany Bitzer (RM) | ACC OF REF | CU QC MODEL | Cond QC (RM) | HTC MODEL | HTC cond (RM)
0 | 2HES-1(Y) | 2HC-1.2 | GUANRANTEE ORIGINAL BITZER SEMI-HERMERTIC COMPRESSOR | CH | 1.5 LT | 4900btu | 0 | All danfoss acc filter drier,sight glass,hand valve,solenoid valve,hi-lo control,oil pressure gauge ,oil separator,suction accumulator,vibration hose and etc. | CU - 22 QC | 0 | 0 | 0
0 | 2HES-2(Y) | 2HC-2.2 |  | CH | 2 MT | 14100btu | 0 |  | CU - 32 QC | 0 | HTC-3 | 0
0 | 2GES-2(Y) | 2GC-2.2 |  | CH | 2 LT | 5870btu | 0 |  | CU - 32 QC | 8172.4789 | HTC-3 | 8646.026
0 | 2FES-2(Y) | 2FC-2.2 |  | CH | 2 LT | 7030btu | 4964.9351 |  | CU - 36 QC | 8500.4433 | HTC-3 | 8857.4546
0 | 2FES-3(Y) | 2FC-3.2 |  | CH | 3 MT | 20100btu | 5174.026 |  | CU - 40 QC | 8837.8644 | HTC-3 | 9087.4546
0 | 2EES-2(Y) | 2EC-2.2 |  | CH | 2 LT | 8157btu | 6922.0779 |  | CU - 40 QC | 10760.7215 | HTC-3 | 11010.3117
0 | 2EES-3(Y) | 2EC-3.2 |  | CH | 3 MT | 23891btu | 7459.7403 |  | CU - 50 QC | 11601.464 | HTC-3 | 11601.7403
BIT001 | 2DES-2(Y) | 2DC-2.2 |  | CH | 2 LT | 9078btu | 7198.7013 |  | CU - 40 QC | 11065.0072 | HTC-4 | 11673.5701
BIT002 | 2DES-3(Y) | 2DC-3.2 |  | CH | 3 MT | 28600btu | 7496.1039 |  | CU - 50 QC | 11641.464 | HTC-4 | 12000.713
BIT003 | 2CES-3(Y) | 2CC-3.2 |  | CH | 3 LT | 11399btu | 7497.4026 |  | CU - 50 QC | 11642.8926 | HTC-4 | 12002.1416
BIT004 | 2CES-4(Y) | 2CC-4.2 |  | CH | 4 MT | 35119btu | 7771.4286 |  | CU - 64 QC | 12604.6539 | HTC-5 | 12353.0836
BIT005 | 4FES-3(Y) | 4FC-3.2 |  | CH | 3 LT | 12867btu | 8016.8831 |  | CU - 50 QC | 12214.3211 | HTC-5 | 12623.0836
BIT006 | 4FES-5(Y) | 4FC-5.2 |  | CH | 5 MT | 40682btu | 8931.1688 |  | CU - 72 QC | 14237.2747 | HTC-8 | 14458.824
BIT007 | 4EES-4(Y) | 4EC-4.2 |  | CH | 4 LT | 16006btu | 8287.013 |  | CU - 64 QC | 13390.9267 | HTC-5 | 13139.3563
BIT008 | 4EES-6(Y) | 4EC-6.2 |  | CH | 6 MT | 52000btu | 9496.1039 |  | CU - 90 QC | 15165.075 | HTC-8 | 15080.2525
BIT009 | 4DES-5(Y) | 4DC-5.2 |  | CH | 5 LT | 19010btu | 10398.7013 |  | CU - 72 QC | 16055.1219 | HTC-8 | 16276.6712
BIT010 | 4DES-7(Y) | 4DC-7.2 |  | CH | 7 MT | 60853btu | 10923.3766 |  | CU - 100 QC | 17189.433 | HTC-10 | 17398.4622
BIT011 | 4CES-6(Y) | 4CC-6.2 |  | CH | 6 LT | 21024btu | 11415.5844 |  | CU - 90 QC | 17480.065 | HTC-8 | 17395.2426
BIT012 | 4CES-9(Y) | 4CC-9.2 |  | CH | 9 MT | 69000btu | 11859.7403 |  | CU - 125 QC | 19067.8409 | HTC-12 | 18852.0432
BIT012.1 | 4VES-7(Y) | 4VCS-6.2 |  | CH | 6 LT | 24983btu | 13585.7143 |  | CU - 100 QC | 20752.2066 | HTC-10 | 20961.2359
BIT013 | 4VES-10(Y) | 4VCS-10.2 |  | CH | 10 MT | 79864btu | 13332.4675 |  | CU - 144 QC | 21972.4896 | HTC-12 | 21106.2454
BIT014 | 4TES-9(Y) | 4TCS-8.2 |  | CH | 8 LT | 30887btu | 13155.8442 |  | CU - 125 QC | 21127.7574 | HTC-12 | 20911.9597
BIT015 | 4TES-12(Y) | 4TCS-12.2 |  | CH | 12 MT | 96246btu | 14779.2208 |  | CU - 160 QC | 24040.3826 | HTC-15 | 23112.3494
BIT016 | 4PES-12(Y) | 4PCS-10.2 |  | CH | 10 LT | 35870btu | 14262.3377 |  | CU - 144 QC | 23138.2039 | HTC-15 | 22686.6351
BIT017 | 4PES-15(Y) | 4PCS-15.2 |  | CH | 15 MT | 115359btu | 14311.6883 |  | CU - 200 QC | 24988.4169 | HTC-20 | 23224.9731
BIT018 | 4NES-14(Y) | 4NCS-12.2 |  | CH | 12 LT | 41911btu | 15519.4805 |  | CU - 160 QC | 25148.4495 | HTC-20 | 24704.4685
BIT019 | 4NES-20(Y) | 4NCS-20.2 |  | CH | 20 MT | 133960btu | 17688.3117 |  | CU - 250 QC | 32285.6846 | HTC-25 | 28595.6185
BIT020 | 4HE-18(Y) | 4H-15.2 |  | OPSS/CH | 15 LT | 53925btu | 21059.7403 |  | CU - 200 QC | 33250.6614 | HTC-20 | 31487.2176
BIT021 | 4HE-25(Y) | 4H-25.2 |  | OPSS/CH | 25 MT | 174404btu | 24766.2338 |  | CU - 300 QC | 41908.3315 | HTC-30 | 38179.0993
BIT022 | 4GE-23(Y) | 4G-20.2 |  | OPSS/CH | 20 LT | 62628btu | 24480.5195 |  | CU - 250 QC | 40484.1508 | HTC-25 | 36794.0846
BIT023 | 4GE-30(Y) | 4G-30.2 |  | OPSS/CH | 30 MT | 200001btu | 27420.7792 |  | CU - 350 QC | 47123.7322 | HTC-35 | 43050.7412
BIT023.1 | 4FE-28(Y) | 6J-22.2 |  | OPSS/CH | 22 LT | 69795btu | 25358.4416 |  | CU - 300 QC | 43427.881 | HTC-30 | 39698.6488
BIT023.2 | 4FE-35(Y) | 6J-33.2 |  | OPSS/CH | 33 MT | 226281btu | 25841.5584 |  | CU - 400 QC | 46684.1266 | HTC-40 | 41719.2727
BIT024 | 6HE-28(Y) | 6H-25.2 |  | OPSS/CH | 25 LT | 80888btu | 27611.6883 |  | CU - 300 QC | 45906.4524 | HTC-30 | 42177.2202
BIT025 | 6HE-35(Y) | 6H-35.2 |  | OPSS/CH | 35 MT | 262118btu | 36031.1688 |  | CU - 400 QC | 58468.6325 | HTC-40 | 53503.7786
BIT026 | 6GE-34(Y) | 6G-30.2 |  | OPSS/CH | 30 LT | 93857btu | 30949.3506 |  | CU - 350 QC | 51581.0952 | HTC-35 | 47508.1042
BIT027 | 6GE-40(Y) | 6G-40.2 |  | OPSS/CH | 40 MT | 300344btu | 36054.5455 |  | CU - 500 QC | 61979.136 | HTC-50 | 55513.5778
BIT028 | 6FE-44(Y) | 6F-40.2 |  | OPSS/CH | 40 LT | 113482btu | 40793.5065 |  | CU - 400 QC | 64193.5062 | HTC-40 | 59228.6523
BIT029 | 6FE-50(Y) | 6F-50.2 |  | OPSS/CH | 50 MT | 355293btu | 38885.7143 |  | CU - 500 QC | 65093.4217 | HTC-55 | 60100.8894
BIT029.1 | S4G-12.2Y | 0 |  | OPSS/CH | 0 | 0 | 33211.6883 |  | CU - 160 QC | 46025.3789 | 0 | 0
BIT029.2 | S6J-16.2Y | 0 |  | OPSS/CH | 0 | 0 | 38201.2987 |  | CU - 200 QC | 52833.4133 | 0 | 0
BIT029.3 | S6H-20.2Y | 0 |  | OPSS/CH | 0 | 0 | 39090.9091 |  | CU - 250 QC | 57423.7002 | 0 | 0
BIT029.4 | S6G-25.2Y | S6H-20.2 |  | OPSS/CH | 20 LT | 0 | 43392.2078 |  | CU - 250 QC | 64285.2763 | 0 | 0
BIT030 | S6F-30.2Y GERMANY | S6F-30.2 GERMANY |  | OPSS/CH | 30 LT | 113482btu | 44638.961 |  | CU - 350 QC | 67083.9847 | HTC-35 | 63010.9937
LT - LOW TEMP COMPRESSOR , MT - MEDIUM TEMP COMPRESSOR
ACCESSORIES : OPSS - OIL PRESSURE SWITCH , CH - CRANKCASE HEATER
PRICE VALID : For intend order only and ex-factory at K.L price
*PLEASE EMAIL OR FAX OVER THE BANK IN SLIP
BANK ACC :HONG LEONG BANK BHD 36600016285 , PUBLIC BANK BHD 3119617816
BENEFICIARY :WELLER AIR-COND PARTS ENTERPRICE SDN BHD
COMPUTER PRINT GENERATE ONLY

## REFCOMP
WELLER AIR-COND PARTS ENTERPRISE SDN BHD (613386-K)
DATE :5.5.26
ITEM CODE | MODEL | Equalvelant bitzer | BRAND | Accessories | HP | BTU AT 0C to -25C | (RM) | ACC OF REF | CU QC MODEL | Cond QC (RM) | HTC MODEL | HTC cond (RM)
REF001 | SPC-19L（3匹） | 4FES3Y | REFCOMP SEMI-HERMERTIC COMPRESSOR USE FOR R404A,R507,R22 | CH | 3 LT | 11399btu | 4682.4164 | All danfoss acc filter drier,sight glass,hand valve,solenoid valve,hi-lo control,oil pressure gauge ,oil separator,suction accumulator,vibration hose and etc. | CU - 50 QC | 8641.7803 | HTC-4 | 9028.6639
REF002 | SPC4-23L（4匹） | 4EES4Y |  | CH | 4 LT | 16006btu | 4825.6803 |  | CU - 72 QC | 9655.5669 | HTC-8 | 9894.1584
REF003 | SPC4-27L（5匹） | 4DES-5(Y) |  | CH | 5 LT | 21024btu | 5118.6779 |  | CU - 64 QC | 10103.9965 | HTC-8 | 10490.9628
REF004 | SPC4-33L（6匹） | 4CES-6(Y) |  | CH | 6 LT | 262118btu | 5518.8923 |  | CU - 90 QC | 11013.3102 | HTC-8 | 10921.963
REF005 | SP4LF 060E | 4VES-7(Y) |  | CH | 6 LT | 29000btu | 6683.8121 |  | CU - 72 QC | 12172.663 | HTC-8 | 12411.2545
REF006 | SP4LF 080E | 4TES-9(Y) |  | CH | 8 LT | 30887btu | 6729.9107 |  | CU - 100 QC | 12822.335 | HTC-10 | 13047.4434
REF007 | SP4LF 100E | 4PES-10(Y) |  | CH | 10 LT | 35870btu | 7149.6506 |  | CU - 90 QC | 13035.0432 | HTC-8 | 12943.696
REF008 | SP4LF 120E | 4NES-14(Y) |  | CH | 12 LT | 41911btu | 7539.7904 |  | CU - 144 QC | 15339.4332 | HTC-10 | 13950.3908
REF009 | SP4L 150E | 4JE15(Y) |  | OPSS/CH | 15 LT | 45000btu | 9459.4332 |  | CU - 100 QC | 16383.2928 | HTC-8 | 16021.857
REF010 | SP4L 180E | 4HE-18(Y) |  | OPSS/CH | 18 LT | 53925btu | 10051.9216 |  | CU - 144 QC | 18635.5081 | HTC-12 | 17702.6297
REF011 | SP4L 220E | 4GE-23(Y) |  | OPSS/CH | 22 LT | 62628btu | 10343.5559 |  | CU - 125 QC | 18249.095 | HTC-10 | 17560.5333
REF012 | SP4L 250E | 4FE-25(Y) |  | OPSS/CH | 25 LT | 72000btu | 12237.4806 |  | CU - 160 QC | 22805.5474 | HTC-15 | 20656.7282
REF013 | SP6L 270E | 6HE-28(Y) |  | OPSS/CH | 28 LT | 80888btu | 12882.861 |  | CU - 300 QC | 30637.6505 | HTC-30 | 26499.1418
REF014 | SP6L 300E | 6GE-34(Y) |  | OPSS/CH | 30 LT | 93857btu | 14127.038 |  | CU - 200 QC | 25274.5503 | HTC-20 | 23375.4569
REF015 | SP6L 400E | 6FE-44(Y) |  | OPSS/CH | 40 LT | 113482btu | 16440.2174 |  | CU - 160 QC | 26344.7065 | HTC-15 | 25345.286
REF016 | SPC4-19H（5匹） | 4FES5Y |  | CH | 5 MT | 0 | 4823.8317 |  | CU - 250 QC | 19231.4047 | HTC-25 | 15257.4874
REF017 | SPC4-23H（6匹） | 4EES6Y |  | CH | 6 MT | 0 | 5053.0538 |  | CU - 200 QC | 16523.619 | HTC-20 | 14624.5256
REF018 | SPC4-27H（8匹） | 4DES7Y |  | CH | 7 MT | 0 | 5541.9994 |  | CU - 300 QC | 22732.1072 | HTC-28 | 18080.3723
REF019 | SPC4-33H（9匹） | 4CES9Y |  | CH | 9 MT | 0 | 5746.2659 |  | CU - 250 QC | 20949.0352 | HTC-25 | 16975.1178
REF020 | SP4HF 1000 | 4VES10Y |  | CH | 10 MT | 0 | 6686.2384 |  | CU - 350 QC | 25663.8984 | HTC-35 | ~
REF021 | SP4HF 1200 | 4TES12Y |  | CH | 12 MT | 0 | 7149.6506 |  | CU - 300 QC | 24463.4239 | HTC-30 | ~
REF022 | SP4HF 1500 | 4PES15Y |  | CH | 15 MT | 0 | 7539.7904 |  | CU - 350 QC | 27194.689 | HTC-35 | ~
REF023 | SP4HF 2000 | 4NES20Y |  | CH | 20 MT | 0 | 7960.986 |  | CU - 350 QC | 27648.2844 | HTC-35 | ~
REF024 | SP4H 2200 | 4JE22Y |  | OPSS/CH | 22 MT | 0 | 10588.1211 |  | CU - 500 QC | 36610.8832 | HTC-40 | ~
REF025 | SP4H 2500 | 4HE25Y |  | OPSS/CH | 25 MT | 0 | 11050.0776 |  | CU - 400 QC | 33879.2351 | HTC-50 | 28874.4479
REF026 | SP4H 3000 | 4GE30Y |  | OPSS/CH | 30 MT | 0 | 11368.4006 |  | CU - 500 QC | 37912.7227 | HTC-50 | ~
REF027 | SP4H 3500 | 4FE35Y |  | OPSS/CH | 35 MT | 0 | 13447.205 |  | CU - 350 QC | 34027.2368 | HTC-35 | ~
REF028 | SP6H 3700 | 6HE35Y | REFCOM SCREW LOW TEMP COMPRESSOR | OPSS/CH | 37 MT | 0 | 14127.5233 |  | 0 | 0 | 0 | 0
REF029 | SP6H 4000 | 6GE40Y |  | OPSS/CH | 40 MT | 0 | 14808.8121 |  | 0 | 0 | 0 | 0
REF030 | SP6H 5000 | 6FE50Y |  | OPSS/CH | 50 MT | 0 | 15674.4953 |  | 0 | 0 | 0 | 0
REF031 | SBC4-120E | S4G-12.2Y |  | OPSS/CH | 0 | 0 | 13237.5776 |  | 0 | 0 | 0 | 0
REF032 | SBC4-140E | S4F-14.2Y |  | OPSS/CH | 0 | 0 | 16013.1988 |  | 0 | 0 | 0 | 0
REF033 | SBC6-160E | S6J-16.2Y |  | OPSS/CH | 0 | 0 | 17351.5602 |  | 0 | 0 | 0 | 0
REF034 | SBC6-200E | S6H-20.2Y |  | OPSS/CH | 0 | 0 | 17626.9965 |  | 0 | 0 | 0 | 0
REF035 | SBC6-250E | S6G-25.2Y |  | OPSS/CH | 0 | 0 | 19748.2254 |  | CU - 300 QC | 47962.2709 | 0 | 0
REF036 | SBC6-300E | S6F-30.2Y |  | OPSS/CH | 0 | 0 | 23291.9255 |  | 0 | 0 | 0 | 0
0 | SW3L 3000 |  |  |  | 30LT |  | ~ |  | CU - 400 QC | 47239.5137
REF041 | SW3L 4000 |  |  |  | 40LT |  | 20826.7669 |  | CU - 500 QC | 59937.0095
REF042 | SW3L 5000 |  |  |  | 50LT |  | 22812.0301 |  | CU400QC *2 | 75016.061
0 | SW3L 6000 |  |  |  | 60LT |  | ~ |  | CU350QC *3 | ~
0 | SW3L 7000 |  |  |  | 70LT |  | ~ |  | CU400QC *3 | ~
REF045 | SW3L 8000 |  |  |  | 80LT |  | 27744.3609 |  | CU500QC *3 | 108542.1309
0 | SW3L 9500 |  |  |  | 95LT |  | 0 |  | 0 | 0
0 | SW3L 10500 |  |  |  | 105LT |  | 0 |  | 0 | 0
0 | SW3L 11500 |  |  |  | 115LT |  | 0 |  | 0 | 0
0 | SW3L 13000 |  |  |  | 130LT |  | 0 |  | 0 | 0
0 | SW3L 16000 |  |  |  | 150LT |  | 0 |  | 0 | 0
0 | SW3L 18000 |  |  |  | 170LT |  | 0 |  | 0 | 0
0 | SW3L 20000 |  |  |  | 200LT |  | 0 |  | 0 | 0
0 | SW3L 22000 |  |  |  | 220LT |  | 0 |  | 0 | 0
0 | SW3L 23000 |  |  |  | 230LT |  | 0 |  | 0 | 0
0 | SW3H 4000 |  |  |  | 40MT |  | 0 |  | 0 | 0
0 | SW3H 5000 |  |  |  | 50MT |  | 26714.2857 |  | 0 | 66169.2308
0 | SW3H 6000 |  |  |  | 60MT |  | 0 |  | 0 | 0
0 | SW3H 7500 |  |  |  | 75MT |  | 0 |  | 0 | 0
0 | SW3H 9000 |  |  |  | 90MT |  | 0 |  | 0 | 0
0 | SW3H 10500 |  |  |  | 105MT |  | 0 |  | 0 | 0
0 | SW3H 11500 |  | REFCOM SCREW HIGH TEMP COMPRESSOR |  |  |  | 0 |  | 0 | 0
0 | SW3H 12500 | [5 empty] | 0 |  | 0 | 0
0 | SW3H 14000 | [5 empty] | 0 |  | 0 | 0
0 | SW3H 16000 | [5 empty] | 0 |  | 0 | 0
0 | SW3H 19000 | [5 empty] | 0 |  | 0 | 0
0 | SW3H 21000 | [5 empty] | 0 |  | 0 | 0
0 | SW3H 24000 | [5 empty] | 0 |  | 0 | 0
0 | SW3H 25000 | [5 empty] | 0 |  | 0 | 0
0 | SRC-XS-040 | [5 empty] | 0 |  | 0 | 0
0 | SRC-XS-050 | [5 empty] | 0 |  | 0 | 0
0 | SRC-XS-060 | [5 empty] | 0 |  | 0 | 0
0 | SRC-S-113 | [5 empty] | 0 |  | 0 | 0
0 | SRC-S-133 | [5 empty] | 0 |  | 0 | 0
0 | SRC-S-163 | [5 empty] | 0 |  | 0 | 0
0 | SRC-S-183 | [5 empty] | 0 |  | 0 | 0
0 | SRC-S-213 | [5 empty] | 0 |  | 0 | 0
0 | SRC-S-255 | [5 empty] | 0 |  | 0 | 0
0 | SRC-S-285 | [5 empty] | 0 |  | 0 | 0
0 | SRC-S-305 | [5 empty] | 0 |  | 0 | 0
0 | SRC-S-353 | [5 empty] | 0 |  | 0 | 0
0 | SRC-S-413 | [5 empty] | 0 |  | 0 | 0
0 | SRC-S-463 |  | REFCOM SCREW HIGH TEMP COMPRESSOR |  |  |  | 0 |  | 0 | 0
0 | SRC-S-503 | [5 empty] | 0 |  | 0 | 0
0 | SRC-S-553 | [5 empty] | 0 |  | 0 | 0
0 | SRC-S-603 | [5 empty] | 0 |  | 0 | 0
0 | SRC-S-755 | [5 empty] | 0 |  | 0 | 0
0 | SRC-S-785 | [5 empty] | 0 |  | 0 | 0
0 | SRC-S-885 | [5 empty] | 0 |  | 0 | 0
0 | SRC-S-985 | [5 empty] | 0 |  | 0 | 0
0 | 134-XS-040 | [5 empty] | 0 |  | 0 | 0
0 | 134-XS-050 | [5 empty] | 0 |  | 0 | 0
0 | 134-XS-060 | [5 empty] | 0 |  | 0 | 0
0 | 134-S-071 | [5 empty] | 0 |  | 0 | 0
0 | 134-S-081 | [5 empty] | 0 |  | 0 | 0
0 | 134-S-091 | [5 empty] | 0 |  | 0 | 0
0 | 134-S-101 | [5 empty] | 0 |  | 0 | 0
0 | 134-S-110 | [5 empty] | 0 |  | 0 | 0
0 | 134-S-120 | [5 empty] | 0 |  | 0 | 0
LT - LOW TEMP COMPRESSOR , MT - MEDIUM TEMP COMPRESSOR
ACCESSORIES : OPSS - OIL PRESSURE SWITCH , CH - CRANKCASE HEATER
*PLEASE EMAIL OR FAX OVER THE BANK IN SLIP
BANK ACC :HONG LEONG BANK BHD 36600016285 , PUBLIC BANK BHD 3119617816
BENEFICIARY :WELLER AIR-COND PARTS ENTERPRICE SDN BHD
COMPUTER PRINT GENERATE ONLY

## WELZER
WELLER AIR-COND PARTS ENTERPRISE SDN BHD (613386-K)
DATE :5.5.26
ITEM CODE | MODEL | EQUAVELANT MODEL | HP | Dealer (RM) CASH -10% | ACC OF REF | CU QC MODEL | Cond QC (RM) | HTC MODEL | HTC cond (RM)
CB001 | B2DES-2(Y) | 2DC-2.2 | 2LT | 2442.5287 | All danfoss acc filter drier,sight glass,hand valve,solenoid valve,hi-lo control,oil pressure gauge ,oil separator,suction accumulator,vibration hose and etc. | CU - 40 QC | 5455.5946 | HTC-4 | 6110.97
CB002 | B2CES-3(Y) | 2CC-3.2 | 3LT | 2622.6966 |  | CU - 50 QC | 5884.8516 | HTC-4 | 6271.7351
CB003 | B4FES-3(Y) | 4FC-3.2 | 3LT | 3323.6929 |  | CU - 50 QC | 6561.4898 | HTC-4 | 6948.3733
CB004 | B4EES-4(Y) | 4EC-4.2 | 4LT | 3380.998 |  | CU - 64 QC | 7507.732 | HTC-5 | 7236.8102
CB005 | B4DES-5(Y) | 4DC-5.2 | 5LT | 3440.3137 |  | CU - 72 QC | 7890.8694 | HTC-8 | 8129.4609
CB006 | B4CES-6(Y) | 4CC-6.2 | 6LT | 3501.7479 |  | CU - 90 QC | 8220.8082 | HTC-8 | 8129.4609
CB007 | B4TES-9(Y) | 4TCS-8.2 | 8LT | 4987.6847 |  | CU - 125 QC | 11367.3095 | HTC-10 | 10678.7478
CB008 | B4PES-12(Y) | 4PCS-10.2 | 10LT | 5154.1689 |  | CU - 144 QC | 12293.2685 | HTC-12 | 11360.3901
CB009 | B4NES-14(Y) | 4NCS-12.2 | 12LT | 5197.5005 |  | CU - 160 QC | 12961.4288 | HTC-15 | 11962.0083
CB010 | B4HE-18(Y) | 4H15.2 | 15LT | 7011.0899 |  | CU - 200 QC | 16617.5589 | HTC-20 | 14718.4655
CB011 | B4GE-23(Y) | 4G-20.2 | 20LT | 7571.0547 |  | CU - 250 QC | 20736.4064 | HTC-25 | 16762.4891
CB012 | B6HE-28(Y) | 6H-25.2 | 25LT | 9511.0899 |  | CU - 300 QC | 24728.5476 | HTC-30 | 20712.4514
CB013 | B6GE-34(Y) | 6G-30.2 | 30LT | 9594.8642 |  | CU - 350 QC | 26877.606 | HTC-35 | 22491.3079
CB014 | B6FE-44(Y) | 6F-40.2 | 40LT | 10130.5785 |  | CU - 400 QC | 29290.2058 | HTC-50 | 25556.4367
CB015 | B4FES-5(Y) | 4FC-5.2 | 5MT | 3325.1232 |  | CU - 72 QC | 7841.0119 | HTC-8 | 8079.6034
CB016 | B4EES-6(Y) | 4EC-6.2 | 6MT | 3435.7325 |  | CU - 90 QC | 8269.6482 | HTC-8 | 8178.301
CB017 | B4DES-7(Y) | 4DC-7.2 | 7MT | 3435.7325 |  | CU - 100 QC | 8539.7368 | HTC-10 | 8764.8452
CB018 | B4CES-9(Y) | 4CC-9.2 | 9MT | 3648.9692 |  | CU - 125 QC | 10172.7633 | HTC-12 | 9940.3657
CB019 | B4VES-10(Y) | 4VCS-10.2 | 10MT | 5131.3629 |  | CU - 144 QC | 12272.9185 | HTC-12 | 11340.0401
CB020 | B4TES-12(Y) | 4TCS-12.2 | 12MT | 5338.2464 |  | CU - 160 QC | 12806.384 | HTC-15 | 11806.9636
CB021 | B4PES-15(Y) | 4PCS-15.2 | 15MT | 5668.9342 |  | CU - 200 QC | 14628.6241 | HTC-20 | 12729.5307
CB022 | B4NES-20(Y) | 4NCS-20.2 | 20MT | 5970.0964 |  | CU - 250 QC | 18243.8916 | HTC-25 | 14269.9742
CB023 | B4HE-25(Y) | 4H-25.2 | 25MT | 7551.2134 |  | CU - 300 QC | 21913.363 | HTC-30 | 17897.2667
CB024 | B4GE-30(Y) | 4G-30.2 | 30MT | 7854.3439 |  | CU - 350 QC | 24736.3141 | HTC-35 | 20350.0161
CB024.1 | B6HE-35(Y) | 6H-35.2 | 35MT | 9645.5696 |  | CU - 400 QC | 28321.7588 | HTC-40 | 22974.9931
CB025 | B6GE-40(Y) | 6G-40.2 | 40MT | 9645.5696 |  | CU - 500 QC | 32071.6451 | HTC-50 | 25108.7363
CB025.2 | B6FE-50(Y) | 6F-50.2 | 50MT | 9755.7989 |  | CU - 500 QC | 32173.3952 | HTC-55 | 26796.822
CB025.1 | BS6H-20.2(Y) | S6H-20.2 | 2stage 20LT | 11960.3845 |  | CU - 250 QC | 26414.9223 | HTC-25 | 22441.0049
CB025.3 | BS6G-25.2(Y) | S6G-25.2 | 2stage 25LT | 12842.2187 |  | CU - 300 QC | 28731.887 | HTC-30 | 24715.7907
CB026 | BS6F-30.2(Y) | S6F-30.2 | 2stage 30LT | 13558.7265 |  | CU - 350 QC | 30513.1577 | HTC-35 | 26126.8597
LT - LOW TEMP , MT - MEDIUM TEMP , LT-2 - LOW TEMP 2 STAGE
ACCESSORIES : , CH - CRANKCASE HEATER,COMPRESSOR RELAY
*PRICE WILL BE CHANGE DUE TO THE CURRENCY RATE
*PLEASE EMAIL OR FAX OVER THE BANK IN SLIP
BANK ACC :HONG LEONG BANK BHD 36600016285 , PUBLIC BANK BHD 3119617816
BENEFICIARY :WELLER AIR-COND PARTS ENTERPRICE SDN BHD
COMPUTER PRINT GENERATE ONLY

## RECOND COMP
WELLER AIR-COND PARTS ENTERPRISE SDN BHD (613386-K)
DATE :5.5.26
ITEM CODE | MODEL | BRAND | HP | (RM) | Evaporating Btu at ~25c | Accessories of refrigeration | CU QC MODEL | Cond QC (RM) | PICTURE
REC001 | LCU-32PJ | SANYO SEMI-HERMERTIC LOW TEMP EVAPORATING -25C | 3 | 1739.8303 | 8052 btu | All danfoss acc filter drier,sight glass,hand valve,solenoid valve,hi-lo control,oil pressure gauge and etc.Only 10hp-15hp c/w oil pressure control | CU - 40 QC | 4879.132
REC002 | LCU-42PJ |  | 4 | 2279.7776 | 9830 btu |  | CU - 50 QC | 5884.124
REC003 | LCU-52PJ |  | 5 | 2399.7659 | 15990 btu |  | CU - 72 QC | 7089.1474
REC004 | LCU-62PJ |  | 6 | 2639.7425 | 22150 btu |  | CU - 90 QC | 7640.603
REC005 | LCU-72PJ |  | 7.5 | 2771.7296 | 25600 btu |  | CU - 100 QC | 8032.5258
REC006 | LCU-100PJ |  | 10 | 3599.6488 | 38500 btu |  | CU - 144 QC | 11016.9167
REC007 | LCU-150PJ |  | 15 | 4799.5318 | 45700 btu |  | CU - 200 QC | 15454.7687
REC008 | 06DA818 | CARRIER | 6.5 | 2039.801 | 14450 btu | All danfoss acc filter drier,sight glass,hand valve,solenoid valve,hi-lo control,oil pressure gauge and etc.ALL CARRIER COMPRESSOR w/o oil pressure control | CU - 100 QC | 7582.881
REC009 | 06DA824 |  | 7.5 / 10hp | 2159.7893 | 18310 btu |  | CU - 125 QC | 8910.4117
REC010 | 06DM337 | CARRIER RECOND | 10 / 12.5hp | 2999.7073 | 32970 btu |  | CU - 144 QC | 10463.1245
REC011 | 06DA537 |  | 15 | 3083.3333 | 34765 btu |  | CU - 200 QC | 13273.3632
REC012 | 06EA250 |  | 20 | 4559.5552 | 37670 btu |  | CU - 250 QC | 18237.9865
REC013 | 06EA265 |  | 25 | 4884.4465 | 56854 btu |  | CU - 300 QC | 20833.5266
REC014 | 06EA275 |  | 30 | 5759.4381 | 63086 btu |  | CU - 350 QC | 23337.2127
REC015 | 06EA199 |  | 35 | 5482.542 | 82000 btu |  | CU - 350 QC | 24024.0968
REC016 | 06EA299 |  | 40 | 5482.542 | 91130 btu |  | CU - 400 QC | 25421.4446
REC017 | 2DC-3.2 | BITZER medium temperature semi-hermertic compressor 15c ~ 0c | 3 | 2759.7308 | 28600 btu 0c | All danfoss acc filter drier,sight glass,hand valve,solenoid valve,hi-lo control,oil pressure gauge and etc.2HP-6HP COMPRESSOR w/o oil pressure control.8HP-50HP C/W OIL PRESSURE CONTROL | CU - 40 QC | 5820.5786
REC017.1 | 4FC-5.2 |  | 5 | 2750 | 40682 btu 0c |  | CU - 72 QC | 7177.6779
REC018 | 4DC-7.2 |  | 7 | 3299.6781 | 60850 btu 0c |  | CU - 100 QC | 8519.8629
REC019 | 4V-10.2 |  | 10 | 4079.602 | 79900 btu 0c |  | CU - 125 QC | 10682.5465
REC020 | 4T-12.2 |  | 12 | 4079.602 | 96250 btu 0c |  | CU - 144 QC | 11459.9504
REC021 | 4TC-12.2 |  | 12 | 5399.4732 | 96250 btu 0c |  | CU - 144 QC | 12678.293
REC022 | 4P-15.2 |  | 15 | 4919.52 | 115360 btu 0c |  | CU - 160 QC | 12864.7545
REC023 | 4PCS-15.2 |  | 15 | 5759.4381 | 115360 btu 0c |  | CU - 160 QC | 13640.0635
REC024 | 4N-20.2 |  | 20 | 5039.5083 | 134480 btu 0c |  | CU - 200 QC | 15079.0632
REC025 | 4NCS-20.2 |  | 20 | 6599.3562 | 134480 btu 0c |  | CU - 200 QC | 16518.9227
REC026 | 4J-22.2 |  | 22 | 5879.4264 | 151540 btu 0c |  | CU - 250 QC | 19456.3292
REC027 | 4H-25.2 |  | 25 | 6479.3679 | 175770 btu 0c |  | CU - 250 QC | 17107.1566
REC028 | 4G-30.2 |  | 30 | 6479.3679 | 201370 btu 0c |  | CU - 300 QC | 21930.035
REC029 | 6J-33.2 |  | 33 | 8399.1806 | 226282 btu 0c |  | CU - 350 QC | 25773.898
REC030 | 6H-35.2 |  | 35 | 8639.1572 | 263830 btu 0c |  | CU - 400 QC | 27392.7627
REC031 | 6G-40.2 |  | 40 | 8759.1454 | 302390 btu 0c |  | CU - 400 QC | 28024.2676
REC032 | 6F-50.2 |  | 50 | 8999.122 | 357680 btu 0c |  | CU-250QC*2 | 34011.527
REC033 | 2DC-2.2 | BITZER low temperature semi-hermertic compressor 0c ~ -25c | 2 | 2759.7308 | 9080 btu |  | CU - 36 QC | 5704.8943
REC034 | 2CC-3.2 |  | 3 | 2759.7308 | 11400 btu |  | CU - 50 QC | 6089.0704
REC035 | 2U-3.2 |  | 3 | 2399.7659 | 12870 btu |  | CU - 50 QC | 5756.7952
REC036 | 4FC-3.2 |  | 3 | 2759.7308 | 16007 btu |  | CU - 64B QC | 6721.0458
REC037 | 4EC-4.2 |  | 4 | 3119.6956 | 16007 btu |  | CU - 64B QC | 7053.3211
REC038 | 2N-5.2 |  | 5 | 2639.7425 | 20010 btu |  | CU - 72 QC | 7310.6643
REC039 | 4Z-5.2 |  | 5 | 3119.6956 | 21000 btu |  | CU - 72 QC | 7753.698
REC040 | 4DC-5.2 |  | 5 | 3239.6839 | 19010 btu |  | CU - 72 QC | 7864.4564
REC041 | 4CC-6.2 |  | 6 | 3359.6722 | 21024 btu |  | CU - 90 QC | 8305.1535
REC042 | 4V-6.2 |  | 6 | 3959.6137 | 25000 btu |  | CU - 100 QC | 9129.0342
REC043 | 4T-8.2 |  | 8 | 4199.5903 | 30888 btu |  | CU - 125 QC | 10793.3049
REC044 | 4TCS-8.2 |  | 8 | 5399.4732 | 30889 btu |  | CU - 125 QC | 11900.8891
REC045 | 4P-10.2 |  | 10 | 4439.5669 | 35870 btu |  | CU - 144 QC | 11792.2256
REC045.1 | 4PC-10.2 |  | 10 | 5166.6667 | 35870 btu |  | CU - 144 QC | 12924.9331
REC045.2 | 4PES12Y |  | 12 | 5833.3333 | 35870 btu |  | CU - 144 QC | 13078.7793
REC046 | 4N-12.2 |  | 12 | 5039.5083 | 41912 btu |  | CU - 160 QC | 12975.513
REC047 | 4NCS-12.2 |  | 12 | 5639.4498 | 41913 btu |  | CU - 160 QC | 13529.3051
REC048 | 4J-13.2 |  | 13 | 5999.4147 | 47030 btu |  | CU - 200 QC | 15965.1306
REC049 | 4H-15.2 |  | 15 | 6359.3796 | 53925 btu |  | CU - 200 QC | 16297.4058
REC050 | 4G-20.2 |  | 20 | 6359.3796 | 62630 btu |  | CU - 250 QC | 19899.3629
REC051 | 6J-22.2 |  | 22 | 8399.1806 | 69800 btu |  | CU - 250 QC | 22506.8982
REC052 | 6H-25.2 |  | 25 | 8639.1572 | 80888 btu |  | CU - 300 QC | 23923.6866
REC053 | 6G-30.2 |  | 30 | 8759.1454 | 93858 btu |  | CU - 350 QC | 26106.1733
REC054 | 6F-40.2 |  | 40 | 9719.0518 | 113482btu |  | CU - 400 QC | 28910.335
REC055 | S4T-5.2 | BITZER 2 STAGE semi-hermertic compressor -5c ~ -40c | 5 | ~ | 26200 btu |  | CU - 90 QC | 9388.0294
REC056 | S4N-8.2 |  | 8 | ~ | 37500 btu |  | CU - 125 QC | 11761.9166
REC057 | S4G-12.2 |  | 12 | ~ | 56550 btu |  | CU - 160 QC | 15413.004
REC058 | S6J-16.2 |  | 16 | ~ | 84000 btu |  | CU - 200 QC | 19865.3987
REC059 | S6H-20.2 |  | 20 | 8491.4793 | 94000 btu |  | CU - 250 QC | 23647.5012
REC060 | S6G-25.2 |  | 25 | 9199.1025 | 111780 btu |  | CU - 300 QC | 25369.0105
REC061 | S6F-30.2 |  | 30 | 12225.2224 | 133800btu |  | CU - 350 QC | 28382.8601
REC062 | HSKC6461-60 | BITZER screw comp 0c ~ -20c | 60 | 8999.122 | 174750 btu -20c |  | HTC 75 | 32907.5439
REC063 | HSKC7461-80 |  | 80 | 9599.0635 | 239250 btu -20c |  | HTC 75 | 35979.9356
REC064 | C-SB303 | Panasonic scroll | 4 | ~ | 0 |  | 0 | 0
REC065 | C-SB453 |  | 6 | ~ | 0 | All danfoss acc filter drier,sight glass,hand valve,solenoid valve,hi-lo control, and etc.except 2-4hp w/o solenoid valve. ALL SEAL UNIT COMPRESSOR AND CONDENSING UNIT W/O WARRANTLY | CU - 72 QC | 4121.8004
REC066 | 300CB | DORIN | 3 | ~ | 0 |  | CU - 40 QC | 4273.1348
REC067 | 400CB | DORIN | 4 | ~ | 0 |  | CU - 50 QC | 4933.5601
REC068 | JT160 | Daikin scroll | 5 | ~ | 0 |  | CU - 64 QC | 3973.4256
REC069 | CRHH-083 | TRANE (new) | 7.5 | 1416.6667 | 0 |  | CU - 100 QC | 6445.7466
REC070 | CRFQ-0250 | COPELAND 1ph | 2.5 | 428.5714 | 0 |  | CU - 36 QC | 2704.4099
REC071 | CRHD-0275 |  | 2.75 | 428.5714 | 0 |  | CU - 40 QC | 2820.0941
REC072 | JT95 | DAIKIN | 3 | ~ | 0 |  | 0 | 0
REC073 | JT160 |  | 5 | ~ | 0 |  | CU - 72 QC | 4121.8004
REC074 | QR-90 | Copeland dismantle unit | 7.5 | ~ | 0 |  | CU - 100 QC | 6291.9004
REC075 | QR-070 |  | 7.5 | 1071.4286 | 0 |  | CU - 125 QC | 7390.5938
REC076 | QR-11 |  | 9 | 1214.2857 | 0 |  | 0 | 0
REC077 | QR-125 |  | 10 | ~ | 0 |  | CU - 125 QC | 7621.3631
REC078 | QR-15 |  | 12.5 | 1642.8571 | 0 |  | CU - 144 QC | 8706.4593
REC079 | ZR34K/380V | Copeland scroll dismantle unit | 2.75 | ~ | 0 |  | CU - 40 QC | 2712.4018
REC080 | ZR61 |  |  | ~ | 0 |  | 0 | 0
REC081 | ZR68K |  | 5.5 | ~ | 0 |  | 0 | 0
REC082 | ZR72K |  | 6 | ~ | 0 |  | CU - 90 QC | 4528.6622
REC083 | ZR94K |  | 7.5 | 1333.3333 | 0 |  | CU - 125 QC | 7282.4936
REC084 | ZB66KQE |  | 10 | 2500 | 0 |  | CU - 125 QC | 8544.44
REC085 | ZR125K |  | 10 | 1583.3333 | 0 |  | CU - 125 QC | 7698.2861
REC086 | ZR144K |  | 12.5 | ~ | 0 |  | CU - 144 QC | 8552.6131
REC087 | ZR160K |  | 15 | ~ | 0 |  | 0 | 0
REC088 | MTZ22 RECOND | Maneurop dismantle unit | 2 | ~ | 0 |  | 0 | 0
REC089 | MTZ28 RECOND |  | 2 | ~ | 0 |  | CU - 32 QC | 3009.679
REC090 | MTZ50 RECOND |  | 4 | ~ | 0 |  | CU - 50 QC | 3856.7065
REC091 | MT64 RECOND |  | 5 | ~ | 0 |  | CU - 64 QC | 4819.5794
REC092 | MTZ64 RECOND |  | 5 | ~ | 0 |  | CU - 64 QC | 4819.5794
REC093 | MT72 RECOND |  | 6 | ~ | 0 |  | 0 | 0
REC094 | MT81 RECOND |  | 6.5 | ~ | 0 |  | 0 | 0
REC095 | MT100 RECOND |  | 8.5 | ~ | 0 |  | CU - 100 QC | 6830.362
REC096 | MTZ100 RECOND |  | 8.5 | ~ | 0 |  | CU - 100 QC | 7368.8235
REC097 | MTZ125 RECOND |  | 10 | ~ | 0 |  | CU - 125 QC | 8467.5169
REC098 | MT160 RECOND |  | 13 | 2833.3333 | 0 |  | CU - 160 QC | 10105.6073
REC099 | AW5532/ 1ph (NEW) | TECUMSEH USA | 2.5 | ~ | 0 |  | CU - 36 QC | 2858.256
REC100 | AV5538/1PH (NEW) |  | 3 | ~ | 0 |  | CU - 50 QC | 3502.8604
REC101 | AV5542 |  | 3.5 | ~ | 0 |  | 0 | 0
REC102 | AV5555 |  | 4.5 | ~ | 0 |  | CU - 72 QC | 4429.4927
REC103 | AV5568 |  | 5 | ~ | 0 |  | CU - 90 QC | 4759.4315
REC104 | AG5573 |  | 6 | ~ | 0 |  | CU - 90 QC | 4836.3545
REC105 | FH4522z | Tecumseh France | 2 | ~ | 0 |  | 0 | 2423.0769
REC106 | TFH4531 |  | 2.5 | ~ | 0 |  | CU - 36 QC | 3114.6969
REC107 | 25Q/220V | BRISTOL dismantle unit | 2.5 | ~ | 0 |  | CU - 36 QC | 2781.3329
REC108 | 28Q/220V |  | 2.5 | ~ | 0 |  | CU - 36 QC | 2781.3329
REC109 | H23A46Q NEW |  | 4 | ~ | 0 |  | 0 | 0
REC110 | H23A623D NEW |  | 5 | ~ | 0 |  | CU - 72 QC | 4891.0312
REC111 | H2BG124 |  | 10 | ~ | 0 |  | CU - 125 QC | 7852.1323
REC112 | H25G144 |  | 12 | 1916.6667 | 0 |  | 0 | 0
REC113 | 294Q |  | 25 | ~ | 0 |  | CU - 250 QC | 17208.6376
REC114 | JH527YAB | MITSUBISHI | 10 | ~ | 0 |  | 0 | 0
REC115 | 10hp water cooled condenser |  | 10 | ~ | 0 |  | 0 | 0
REC116 | SM148 | DANFOSS SCROLL |  | ~ | 0 |  | 0 | 0
REC117 | SM185 |  | 15 | ~ | 0 |  | 0 | 0
REC118 | SM160 |  | 13 | ~ | 0 |  | 0 | 0
*ONLY SEMI-HEMERTIC COMPRESSOR WITH WARRANTLY. SEAL UNIT COMPRESSOR WITHOUT WARRANTLY.
Prices are subjet to change without prior notice.Price can be negotiate with more quantity order.
ALL RECOND COMPRESSOR C/W RUBBER MOUNTING
*PLEASE EMAIL OR FAX OVER THE BANK IN SLIP
BANK ACC :HONG LEONG BANK BHD 36600016285 , PUBLIC BANK BHD 3119617816
BENEFICIARY :WELLER AIR-COND PARTS ENTERPRICE SDN BHD
COMPUTER PRINT GENERATE ONLY

## ALL NEW COMP
WELLER AIR-COND PARTS ENTERPRISE SDN BHD (613386-K)
DATE :5.5.26
PRICE WILL UPDATE OR CHANGE EVERY WEEK DUE TO THE DATE
[14 empty] | c/w contactor,solenoid valve,3ph relay protection,timer delay | c/w contactor,overload,3ph relay,timer delay w/o solenoid valve | w/o contactor acc,solenoid valve
ITEM CODE | MODEL | BRAND | HP | High side / Low side copper pipe | 1 pallet quantity | BTU/HR AT 0c/ -25c | RM | ACC OF REF | CU QC MODEL | Cond QC (RM) | Model QC unit | C/W Condenser sets BCU,TCU |  | BCU Condensing unit coldroom (RM)-02 | BCU Condensing unit showcase(RM)-01 | BCU Condensing unit normal (RM)-00 | HTC MODEL | HTC cond (RM) | PIC
ALL002 | MT22 MANEUROP COMP 2HP (1ph) | MANEUROP ORIGINAL NEW COMPRESSOR (R22) (15c ~ -25c) c/w service valve,QC oil separator | 2 | (V01,06) |  | 3200 btu | 2274.7705 | All danfoss acc filter drier,sight glass,hand valve,hi-lo control,QC oil sep,suction acc and etc. | CU - 32 QC | 4641.0923 |  | 0 | All danfoss acc filter drier,sight glass,hand valve,hi-lo control and etc. | 0 | 0 | 0 | 0 | 0
ALL003 | MT22 MANEUROP COMP 2HP |  | 2 | (V01,06) |  | 3200 btu | 2151.6936 |  | CU - 32 QC | 4518.0154 |  | 0 |  | 0 | 0 | 0 | 0 | 0
ALL004 | MT28 MANEUROP COMP 2HP (1ph) |  | 2.3 | (V01,06) |  | 5768 btu | 2654.6656 |  | CU - 36 QC | 5146.4875 |  | 0 |  | 0 | 0 | 0 | 0 | 0
ALL005 | MT28 MANEUROP COMP 2HP |  | 2.3 | (V01,06) |  | 5768 btu | 2502.9174 |  | CU - 36 QC | 4994.7392 |  | 0 |  | 0 | 0 | 0 | 0 | 0
ALL006 | MT32 MANEUROP COMP 2.5HP (1ph) |  | 2.5 | (V06,09) |  | 6143 btu | 2687.4361 |  | CU - 36 QC | 5179.2579 |  | 0 |  | 0 | 0 | 0 | 0 | 0
ALL007 | MT32 MANEUROP COMP 2.5HP |  | 2.5 | (V06,09) |  | 6143 btu | 2564.3592 |  | CU - 36 QC | 5056.181 |  | 0 |  | 0 | 0 | 0 | 0 | 0
ALL009 | MT36 MANEUROP COMP 3HP |  | 3 | (V06,09) |  | 7780 btu | 2669.0095 |  | CU - 40 QC | 5276.5156 |  | 0 |  | 0 | 0 | 0 | 0 | 0
ALL010 | MT40 MANEUROP COMP 3.5HP |  | 3.5 | (V06,09) |  | 8294 btu | 2714.0661 |  | CU - 50 QC | 5464.7995 |  | 0 |  | 0 | 0 | 0 | 0 | 0
ALL010.1 | MT44 MANEUROP COMP 4HP |  | 4 | (V04,07) |  | 9600 btu | 2815.3498 |  | CU - 64B QC | 6319.9786 |  | 0 |  | 0 | 0 | 0 | 0 | 0
ALL011 | MT50 MANEUROP COMP 4HP |  | 4 | (V04,07) |  | 9932 btu | 3186.2134 |  | CU - 64B QC | 6690.8422 |  | 0 |  | 0 | 0 | 0 | 0 | 0
ALL012 | MT64 MANEUROP COMP 5HP |  | 5 | (V04,07) |  | 11843 btu | 3377.9664 |  | CU - 72 QC | 7122.0336 |  | 0 |  | 0 | 0 | 0 | HTC-5 | 6702.7369
ALL013 | MT72 MANEUROP COMP 6HP |  | 6 | (V04,07) |  | 13200 btu | 3568.2085 |  | CU - 90 QC | 7794.7801 |  | 0 |  | 0 | 0 | 0 | 0 | 0
ALL014 | MT80 MANEUROP COMP 6.5HP |  | 6.5 | (V02,04) |  | 14983 btu | 4649.1231 |  | CU - 90 QC | 9150.1723 |  | 0 |  | 0 | 0 | 0 | 0 | 0
ALL015 | MT100 MANEUROP COMP 8.5HP |  | 8.5 | (V05,02) |  | 18293 btu | 5838.9833 |  | CU - 125 QC | 12159.4342 |  | 0 |  | 0 | 0 | 0 | 0 | 0
ALL016 | MT125 MANEUROP COMP 10HP |  | 10 | (V05,02) |  | 25563 btu | 6613.1092 |  | CU - 144 QC | 13634.0409 |  | 0 |  | 0 | 0 | 0 | 0 | 0
ALL018 | MT160 MANEUROP COMP 13HP |  | 13 | (V05,03) |  | 32970 btu | 7900.519 |  | CU - 200 QC | 16901.915 |  | 0 |  | 0 | 0 | 0 | 0 | 0
ALL019 | MTZ-18 MANEUROP COMP 1.5HP | MANEUROP ORIGINAL NEW COMPRESSOR (R404,507,134) (15c ~ -25c) c/w service valve,QC oil separator | 1.5 | (V01,06) |  | 3200btu | 2111.5538 | All danfoss acc filter drier,sight glass,hand valve,hi-lo control,QC oil sep,suction acc and etc. | CU - 22 QC | 4417.5983 |  | 0 | All danfoss acc filter drier,sight glass,hand valve,hi-lo control and etc. | 0 | 0 | 0 | 0 | 0
ALL020 | MTZ-22 MANEUROP COMP 2HP |  | 2 | (V01,06) |  | 4300 btu | 2209.0363 |  | CU - 32 QC | 4575.358 |  | 0 |  | 0 | 0 | 0 | 0 | 0
ALL021 | MTZ-28 MANEUROP COMP 2HP |  | 2.3 | (V01,06) |  | 5460 btu | 2531.5887 |  | CU - 36 QC | 5023.4106 |  | 0 |  | 0 | 0 | 0 | 0 | 0
ALL022 | MTZ-32 MANEUROP COMP 2.5HP |  | 2.5 | (V06,09) |  | 5767 btu | 2640.3382 |  | CU - 36 QC | 5132.16 |  | 0 |  | 0 | 0 | 0 | 0 | 0
ALL023 | MTZ-36 MANEUROP COMP 3HP |  | 3 | (V06,09) |  | 7440 btu | 2841.0375 |  | CU - 40 QC | 5448.5436 |  | 0 |  | 0 | 0 | 0 | 0 | 0
ALL024 | MTZ-40 MANEUROP COMP 3.5HP |  | 3.5 | (V06,09) |  | 7747 btu | 2912.7158 |  | CU - 50 QC | 5788.7138 |  | 0 |  | 0 | 0 | 0 | 0 | 0
ALL024.1 | MTZ-44 MANEUROP COMP 4HP |  | 4 | (V04,07) |  | 0 | 3249.6487 |  | CU - 64B QC | 6754.2775 |  | 0 |  | 0 | 0 | 0 | 0 | 0
ALL025 | MTZ-50 MANEUROP COMP 4HP |  | 4 | (V04,07) |  | 10000 btu | 3421.5333 |  | CU - 64 QC | 7243.4017 |  | 0 |  | 0 | 0 | 0 | 0 | 0
ALL026 | MTZ-64 MANEUROP COMP 5HP |  | 5 | (V04,07) |  | 12935 btu | 3582.3723 |  | CU - 72 QC | 7635.107 |  | 0 |  | 0 | 0 | 0 | 0 | 0
ALL027 | MTZ-72 MANEUROP COMP 6HP |  | 6 | (V04,07) |  | 15119 btu | 3895.8288 |  | CU - 90 QC | 8396.878 |  | 0 |  | 0 | 0 | 0 | 0 | 0
ALL028 | MTZ-80 MANEUROP COMP 6.5HP |  | 6.5 | (V02,04) |  | 17269 btu | 4641.9553 |  | CU - 90 QC | 9143.0045 |  | 0 |  | 0 | 0 | 0 | 0 | 0
ALL029 | MTZ-100 MANEUROP COMP 8.5HP |  | 8.5 | (V05,02) |  | 19317 btu | 6552.2543 |  | CU - 125 QC | 12872.7051 |  | 0 |  | 0 | 0 | 0 | 0 | 0
ALL030 | MTZ-125 MANEUROP COMP 10HP |  | 10 | (V05,02) |  | 26553 btu | 7315.5567 |  | CU - 144 QC | 14336.4884 |  | 0 |  | 0 | 0 | 0 | 0 | 0
ALL031 | MTZ-160 MANEUROP COMP 13HP |  | 13 | (V05,03) |  | 34983 btu | 8099.7847 |  | CU - 200 QC | 17101.1807 |  | 0 |  | 0 | 0 | 0 | 0 | 0
ALL078 | KCJ511HAE (1ph) COPELAND COMP (1HP MT) | Copeland R22 med temp c/w QC oil separator | 1 | 3/8 , 1/2 | 0.055 * 4ft, 5ft | WJ5510/CAJ4510T | 997.0268 | All danfoss acc filter drier,sight glass,hand valve,solenoid valve,hi-lo control,QC oil sep | CU - 15 QC | 3209.6714 |  | WCU-1HP |  | 3073.1853 | 2978.8091 | 2978.8091 | 0 | 0
ALL079 | KCJ513HAE (1ph) COPELAND COMP (1.5HP MT) |  | 1.5 | 3/8 , 1/2 | 0.055 * 4ft ,5ft | WJ5515/CAJ4517T | 1088.3436 |  | CU - 22 QC | 3465.5915 |  | WCU-1.5HP |  | 3347.6522 | 3253.276 | 3253.276 | 0 | 0
ALL080 | CR22K6M-PF1 (1ph) COPELAND COMP (2HP MT) |  | 2 | 3/8 , 1/2 | CW relay box | MT22/FH4524 | 1124.4755 |  | CU - 32 QC | 3562.0007 |  | WCU-2HP |  | 3649.236 | 3554.8598 | 3540.1755 | 0 | 0
ALL081 | CR22K6M-TFM (3ph) COPELAND COMP (2HP MT) |  | 2 | 3/8 , 1/2 | 0 | MT22/TFH4524 | 1295.2273 |  | CU - 32 QC | 3732.7525 |  | WCU-2HP |  | 4092.9337 | 3998.5575 | 3710.9272 | 0 | 0
ALL082 | CR30K6M-TFM (3ph) COPELAND COMP (2.5HP MT) |  | 2.5 | 3/8 , 5/8 | 0 | MT28/TFH4531 | 1355.5087 |  | CU - 36 QC | 3918.534 |  | WCU-3HP |  | 4732.8623 | 4638.4861 | 4350.8559 | 0 | 0
ALL083 | CR30K6M-PFM (1ph) COPELAND COMP (2.5HP MT) |  | 2.5 | 3/8 , 5/8 | CW relay box | MT28/FH4531 | 1229.4126 |  | CU - 36 QC | 3792.4379 |  | WCU-3HP |  | 4333.8202 | 4239.444 | 4224.7597 | 0 | 0
ALL084 | CR36K6M-PFZ (1ph) COPELAND COMP (3HP MT) |  | 3 | 3/8 , 3/4 |  | MT36 | 1372.4825 |  | CU - 40 QC | 4051.1921 |  | WCU-4HP |  | 4664.6191 | 4570.2429 | 4555.5586 | 0 | 0
ALL085 | CR37K6M-TFD (3ph) COPELAND COMP (3HP MT) |  | 3 | 3/8 , 3/4 |  | MT36 | 1430.771 |  | CU - 40 QC | 4109.4806 |  | WCU-4HP |  | 4995.8535 | 4901.4773 | 4613.847 | 0 | 0
ALL086 | CR42K6M-TFM (3ph) COPELAND COMP (3.5HP MT) |  | 3.5 | 1/2 , 5/8 |  | MT40/TFH4540 | 1427.7859 |  | CU - 50 QC | 4323.7739 |  | WCU-4HP |  | 5039.3198 | 4944.9436 | 4559.6485 | 0 | 0
ALL087 | CR47KQM-TFD (3ph) COPELAND COMP (4HP MT) |  | 4 | 1/2 , 3/4 |  | MT50/TAG4546 | 1579.5821 |  | CU - 64B QC | 5049.5306 |  | LCU-05 |  | 6678.8952 | 6584.5189 | 6199.2239 | 0 | 0
ALL088 | CR62KQM-TFD (3ph) COPELAND COMP (5HP MT) |  | 5 | 1/2 , 7/8 |  | MT64/TAG4561 | 1814.8951 |  | CU - 72 QC | 5823.3617 |  | LCU-06 |  | 7204.6744 | 7110.2981 | 6725.0031 | 0 | 0
ALL089 | CR72KQM-TFM (3ph) COPELAND COMP (6HP MT) |  | 6 | 1/2 , 7/8 |  | MT72/TAG4573 | 2200.0944 |  | CU - 90 QC | 6430.0779 |  | LCU-08 | All danfoss acc filter drier,sight glass,hand valve,hi-lo control and etc. | 8200.1424 | 8105.7662 | 7720.4712 | 0 | 0
ALL090 | KCJ461CAL (1ph) COPELAND COMP (1HP MT) | Copeland R404,R507,R22 MED TEMP c/w OIL SEPARATOR | 1 | 3/8 , 1/2 |  | WJ5510/CAJ4510Z | 1080.7399 | All danfoss acc filter drier,sight glass,hand valve,solenoid valve,hi-lo control,QC oil sep | CU - 15 QC | 3062.557 |  | WCU-1.5HP |  | 3710.6593 | 3616.2831 | 3230.988 | 0 | 0
ALL091 | KCJ484CAL (1ph) COPELAND COMP (1.5HP MT) |  | 1.5 | 3/8 , 1/2 |  | WJ5515/CAJ4517Z | 1187.3371 |  | CU - 22 QC | 3333.7575 |  | WCU-2HP |  | 4082.7083 | 3988.3321 | 3603.037 | 0 | 0
ALL097 | KCM519CAL (3ph) COPELAND COMP (3HP MT) |  | 3 | 3/8 , 7/8 |  | MTZ36 | 1425.6818 |  | CU - 40 QC | 4033.1879 |  | WCU-3HP |  | 4900.7002 | 4806.324 | 4421.0289 | 0 | 0
ALL098 | KCM522CAL (3ph) COPELAND COMP (3.5HP MT) |  | 3.5 | 3/8 , 7/8 |  | MTZ40/TFH4540Z | 1567.5189 |  | CU - 50 QC | 4443.5169 |  | WCU-4HP | All danfoss acc filter drier,sight glass,hand valve,hi-lo control and etc. | 5244.9505 | 5150.5743 | 4765.2793 | 0 | 0
ALL098.01 | CS11K6ME-PFZ-135 (1ph) COPELAND COMP (2HP) | R404,R507 MED TEMP COMP c/w service valve c/w QC OIL SEPARATOR | 2 | (V01,09) |  | MTZ22/FH4524Z | 1396.1459 | All danfoss acc filter drier,sight glass,hand valve,hi-lo control,QC oil sep,suction acc and etc. | CU - 32 QC | 3617.5279 |  | WCU-2HP |  | 3704.7632 | 3610.387 | 3708.0518 | 0 | 0
ALL098.02 | CS11K6ME-TFD-132 (3ph) COPELAND COMP (2HP) |  | 2 | (V01,09) |  | MTZ22/TFH4524Z | 1396.1459 |  | CU - 32 QC | 3617.5279 |  | WCU-2HP |  | 3977.7091 | 3883.3329 | 3708.0518 | 0 | 0
ALL098.03 | CS13K6ME-PFZ-135 (1ph) COPELAND COMP (2.5HP) |  | 2.5 | (V06,09) |  | MTZ32/FH4531Z | 1464.8137 |  | CU - 36 QC | 3811.6958 |  | WCU-2HP |  | 3773.431 | 3679.0548 | 3776.7196 | 0 | 0
ALL098.04 | CS13K6ME-TFM-132 (3ph) COPELAND COMP (2.5HP) |  | 2.5 | (V06,09) |  | MTZ32/TFH4531Z | 1461.2298 |  | CU - 36 QC | 3808.1119 |  | WCU-2HP |  | 4042.793 | 3948.4168 | 3773.1357 | 0 | 0
ALL098.05 | CS17K6ME-PFZ-135 (1ph) COPELAND COMP (3HP) |  | 3 | (V06,09) |  | MTZ36 | 1612.5427 |  | CU - 40 QC | 4075.1091 |  | WCU-3HP |  | 4500.8072 | 4406.431 | 4504.0958 | 0 | 0
ALL098.06 | CS17K6ME-TFM-132 (3ph) COPELAND COMP (3HP) |  | 3 | (V06,09) |  | MTZ36 | 1470.763 |  | CU - 40 QC | 3933.3294 |  | WCU-3HP |  | 4631.9733 | 4537.5971 | 4362.3161 | 0 | 0
ALL098.061 | CS20K6ME-PFZ-137 (1ph) COPELAND COMP (3.5HP) |  | 3.5 | (V06,09) |  | MTZ40/FH4540Z | 2015.4466 |  | CU - 50 QC | 4746.5048 |  | WCU-4HP |  | 5364.3858 | 5270.0096 | 5094.7286 | 0 | 0
ALL098.07 | CS20K6ME-TFD-132 (3ph) COPELAND COMP (3.5HP) |  | 3.5 | (V06,09) |  | MTZ40/TFH4540Z | 1768.9906 |  | CU - 50 QC | 4500.0489 |  | WCU-4HP |  | 5215.5947 | 5121.2185 | 4848.2726 | 0 | 0
ALL098.08 | CS24KQME-TFD-233 (3ph) COPELAND COMP (3.7HP) |  | 3.7 | (V06,05) |  | MTZ44/TAG4546Z | 2022.2291 |  | CU - 64 QC | 5636.2941 |  | WCU-4HP |  | 5640.7123 | 5546.3361 | 5273.3902 | 0 | 0
ALL098.081 | CS27KQME-TFD-233 (3ph) COPELAND COMP (4HP) |  | 4 | (V06,05) |  | MTZ50,TAG2516Z | 2148.2009 |  | CU - 64 QC | 5762.2659 |  | LCU-05 |  | 7074.3909 | 6980.0147 | 6707.0688 | 0 | 0
ALL098.09 | CS33KQME-TFD-233 (3ph) COPELAND COMP (5HP) |  | 5 | (V06,05) |  | MTZ64/TAG4561Z | 2194.0421 |  | CU - 72 QC | 6094.0868 |  | LCU-06 | All danfoss acc filter drier,sight glass,hand valve,hi-lo control,Airmender oil sep,suction acc and etc. | 7475.3995 | 7381.0233 | 7108.0774 | 0 | 0
ALL098.10 | CF05K6ME-PFZ-135 (1ph) COPELAND COMP (2HP) | R404,R507 LOW TEMP COMP c/w service valve , QC OIL SEPARATOR & Suction acc | 2 | (V06,09) |  | FH2480Z 8000BTU | 1828.9396 | All danfoss acc filter drier,sight glass,hand valve,hi-lo control,QC oil sep,suction acc and etc. | CU - 36 QC | 4320.7614 |  | WCU-3HP |  | 5232.7545 | 5138.3783 | 4865.4324 | 0 | 0
ALL098.11 | CF05K6ME-TFM-132 (3ph) COPELAND COMP (2HP) |  | 2 | (V06,09) |  | TFH2480Z 8000BTU | 1677.6983 |  | CU - 36 QC | 4169.5202 |  | WCU-3HP |  | 5081.5133 | 4987.137 | 4714.1911 | 0 | 0
ALL098.13 | CF10K6ME-TFM-132 (3ph) COPELAND COMP (2.8HP LT) |  | 2.8 (5AMP) | (V06,09) |  | TFH2511Z | 1775.5392 |  | CU - 40 QC | 4383.0454 |  | WCU-3HP |  | 5179.3542 | 5084.9779 | 4812.0321 | 0 | 0
ALL098.14 | CF12K7ME-TFD-132 (3ph) COPELAND COMP (3.5HP) |  | 3.5 | (V06,09) |  | TFH2513Z | 2054.5722 |  | CU - 50 QC | 4677.6998 |  | WCU-4HP |  | 5393.2457 | 5298.8695 | 5025.9236 | 0 | 0
ALL098.15 | KCM475LAL-C3 (1ph) COPELAND COMP (2HP) |  | 2 | 3/8 , 5/8 |  | TFH2480Z 8000BTU | 1665.7215 |  | CU - 36 QC | 4106.2904 |  | WCU-3HP |  | 5018.2835 | 4923.9073 | 4650.9614 | 0 | 0
ALL098.16 | KCM475LAL-E5 (3ph) COPELAND COMP (2HP) |  | 2 | 3/8 , 5/8 |  | TFH2511Z | 1486.3251 |  | CU - 36 QC | 3909.5474 |  | WCU-3HP |  | 4821.5405 | 4727.1642 | 4454.2184 | 0 | 0
ALL099 | KCM512LAL (3ph) COPELAND COMP (3HP LT) |  | 3 | 3/8 , 3/4 |  | TFH2513Z | 1598.5502 |  | CU - 50 QC | 4302.3966 |  | WCU-3HP |  | 4830.2135 | 4735.8373 | 4462.8914 | 0 | 0
ALL099.01 | KCM515LAL (3ph) COPELAND COMP (3.5HP LT) |  | 3.5 | 3/8 , 3/4 |  | TAG2516Z | 1746.0579 |  | CU - 64B QC | 4747.3197 |  | WCU-4HP |  | 5068.9774 | 4974.6012 | 4701.6553 | 0 | 0
ALL099.02 | KCM517LAL (3ph) COPELAND COMP (4HP LT) |  | 4 | V06,V04(1/2,3/4) |  |  | 2007.6158 |  | CU - 64 QC | 5551.5066 |  | LCU-05 |  | 6863.6317 | 6769.2554 | 6496.3095 | HTC-4 | 5227.2625
ALL099.03 | KCM520LAL (3ph) COPELAND COMP (5HP LT) |  | 5 | V06,V04(1/2,3/4) |  | TAG2522Z | 2167.8453 |  | CU - 72 QC | 5875.4759 |  | LCU-06 | All danfoss acc filter drier,sight glass,hand valve,hi-lo control and etc. | 7256.7886 | 7162.4124 | 6889.4665 | HTC-5 | 5456.1792
ALL100 | SM124A4ALB DANFOSS SCROLL COMP 10HP | Danfoss Scroll Compressor 3ph 380V 50HZ-460V 60HZ (20c ~ -25c) R22,R404,R507 cw QC oil separator. | 10 | 7/8, 1 3/8 |  | 0 | 3834.7902 | All danfoss acc filter drier,sight glass,hand valve,hi-lo control,QC oil sep,suction acc and etc. | CU - 144 QC | 11302.0651 |  | TCU - 150B |  | 12591.7859 | 12497.4097 | 12224.4638 | 0 | 0
ALL101 | SM147A4ALB DANFOSS SCROLL COMP 12HP |  | 12 | 7/8, 1 3/8 |  | 0 | 4272.028 |  | CU - 160 QC | 12252.4183 |  | TCU - 120 |  | 13162.3171 | 13067.9409 | 12794.995 | 0 | 0
ALL102 | SM161T4VC DANFOSS SCROLL COMP 13HP |  | 13 | 7/8, 1 3/8 |  | 0 | 5512.0629 |  | CU - 160 QC | 13532.3319 |  | TCU - 150 |  | 15107.5991 | 15013.2229 | 14740.277 | 0 | 0
ALL103 | SM185S4CC DANFOSS SCROLL COMP 15HP |  | 15 | 1 1/8, 1 5/8 |  | 0 | 6164.3357 |  | CU - 200 QC | 15759.4109 |  | TCU - 150 |  | 15913.718 | 15819.3418 | 15546.3959 | HTC-20 | 13860.3175
ALL104 | SY240A4CBE DANFOSS SCROLL COMP 20HP |  | 20 | 1 1/8, 1 5/8 |  | 0 | 11181.8182 |  | CU - 250 QC | 24152.1876 |  | TCU - 220 |  | 23885.3572 | 23790.981 | 23518.0351 | HTC-25 | 20178.2703
ALL105 | SY300A4CBE DANFOSS SCROLL COMP 25HP |  | 25 | 1 1/8, 1 5/8 |  | 0 | 11536.7965 |  | CU - 300 QC | 26010.7039 |  | TCUV - 250 |  | 30099.6727 | 30005.2964 | 29732.3505 | HTC-30 | 21994.6076
ALL108 | SZ120S4CC DANFOSS SCROLL COMP 10HP |  | 10 | 0 |  | 0 | 4594.5804 |  | CU - 144 QC | 12061.8553 |  | 0 |  | 0 | 0 | 0 | 0 | 0
ALL111 | SZ161T4VC DANFOSS SCROLL COMP 13HP |  | 13 | 0 |  | 0 | 6371.992 |  | CU - 160 QC | 14686.3529 |  | 0 |  | 0 | 0 | 0 | 0 | 0
ALL112 | SZ185S4CC DANFOSS SCROLL COMP 15HP |  | 15 | 0 |  | 0 | 6467.9144 |  | CU - 200 QC | 16361.5088 |  | 0 |  | 0 | 0 | 0 | 0 | 0
ALL120 | CH290A4ABA DANFOSS SCROLL COMP 25HP |  | 25 | 2UNIT |  | YORK | 10995.4545 |  | 0 | ~ |  | 0 |  | 0 | 0 | 0 | 0 | 0
ALL121.2 | MLZ021T4LP9A DANFOSS SCROLL COMP 3HP | Danfoss Scroll Compressor 3ph 380V 50HZ-460V 60HZ (20c ~ -25c) R22,R404,R507 cw emerson oil separator & suction acc. | 3 | 0 |  | 0 | 1626.4528 | All danfoss acc filter drier,sight glass,hand valve,hi-lo control,QC oil sep,suction acc and etc. | CU - 40 QC | 4450.8491 |  | BCU - 50 |  | 5024.9936 | 4930.6173 | 4657.6714 | 0 | 0
ALL121.3 | MLZ030T4LC9A DANFOSS SCROLL COMP 4HP |  | 4 | 0 |  | 0 | 2043.979 |  | CU - 64 QC | 5847.9948 |  | BCU - 55 |  | 5776.7181 | 5682.3419 | 5409.396 | 0 | 0
ALL121.4 | MLZ038T4LC9A DANFOSS SCROLL COMP 5HP |  | 5 | 0 |  | 0 | 2179.4103 |  | CU - 72 QC | 5994.9943 |  | BCU - 64 |  | 6272.6303 | 6178.2541 | 5905.3082 | 0 | 0
ALL121.5 | MLZ045T4LC9A DANFOSS SCROLL COMP 6HP |  | 6 | 0 |  | 0 | 2427.458 |  | CU - 90 QC | 6807.6865 |  | BCU - 72 |  | 7152.982 | 7058.6058 | 6785.6599 | 0 | 0
ALL121.6 | MLZ048T4LC9A DANFOSS SCROLL COMP 7HP |  | 7 | 0 |  | 0 | 3278.7815 |  | CU - 100 QC | 7929.0985 |  | BCU - 100 | All danfoss acc filter drier,sight glass,hand valve,hi-lo control,emerson oil separator,suction acc and etc. | 8154.9986 | 8060.6224 | 7787.6765 | 0 | 0
ALL121.7 | MLZ058T4LC9A DANFOSS SCROLL COMP 8HP |  | 8 | 0 |  | 0 | 3923.0262 |  | CU - 125 QC | 10473.4531 |  | BCU - 110 |  | 10736.7102 | 10642.334 | 10369.3881 | 0 | 0
ALL121.8 | MLZ066T4LC9A DANFOSS SCROLL COMP 9HP |  | 9 | 0 |  | 0 | 4022.7308 |  | CU - 144 QC | 11490.0056 |  | BCU - 120 |  | 11623.0976 | 11528.7214 | 11255.7755 | 0 | 0
ALL121.9 | MLZ076T4LC9A DANFOSS SCROLL COMP 10HP |  | 10 | 0 |  | 0 | 4466.2822 |  | CU - 144 QC | 11589.9969 |  | BCU - 120 |  | 11723.0889 | 11628.7127 | 11355.7668 | 0 | 0
ALL121.10 | MLZ090T4LC9 DANFOSS SCROLL COMP 13HP |  | 13 | 0 |  | 0 | 4833.89 |  | CU - 160 QC | 12184.8511 |  | LCU-15 | All danfoss acc filter drier,sight glass,hand valve,hi-lo control,emerson oil separator and etc. | 13414.5845 | 13320.2083 | 13047.2624 | 0 | 0
ALL123 | ZB15KQE-TFD-559 COPELAND COMP 2HP | ZB SERIES can be use for R134A,R404,R507 (15c ~ -25c) 380V-440V 50Hz 3ph c/w service valve cw emerson oil separator & suction acc. | 2 | V06,V04(1/2,3/4) |  | 1.0212 | 1783.1102 | All danfoss acc filter drier,sight glass,hand valve,solenoid valve,hi-lo control,Emerson oil separator,suction acc. | CU - 32 QC | 4339.794 |  | BCU - 36 |  | 4857.0811 | 4762.7048 | 4489.759 | 2.5hp | 3993.3574
ALL124 | ZB19KQE-TFD-559 COPELAND COMP 2.5HP |  | 2.5 | V06,V04(1/2,3/4) |  | 1.014 | 1804.6137 |  | CU - 36 QC | 4486.7975 |  | BCU - 40 |  | 5042.0287 | 4947.6525 | 4674.7066 | 0 | 0
ALL125 | ZB21KQE-TFD-559 COPELAND COMP 3HP |  | 3 | V06,V04(1/2,3/4) |  | 1.0117 | 1847.6207 |  | CU - 40 QC | 4839.6334 |  | BCU - 50 |  | 5246.1615 | 5151.7853 | 4878.8394 | HTC-3 | 5108.4228
ALL127 | ZB29KQE-TFD-559 COPELAND COMP 4HP |  | 4 | V06,V05(1/2,7/8) |  | 1.0115 | 2206.0123 |  | CU - 64 QC | 6177.6445 | QC29M1-TFA-XX | BCU - 55 |  | 5938.7514 | 5844.3752 | 5571.4293 | 0 | 0
ALL128 | ZB38KQE-TFD-559 COPELAND COMP 5HP |  | 5 | V06,V05(1/2,7/8) |  | 1.0548 | 2313.5298 |  | CU - 72 QC | 6531.436 | QC38M1-TFA-XX | BCU - 64 |  | 6641.4556 | 6547.0794 | 6274.1335 | 0 | 0
ALL129 | ZB45KQE-TFD-559 COPELAND COMP 6HP |  | 6 | V06,V05(1/2,7/8) |  | 1.0276 | 2607.4109 |  | CU - 90 QC | 7203.1335 | QC45M1-TFA-XX | BCU - 72 |  | 7332.9349 | 7238.5587 | 6965.6128 | 0 | 0
ALL130 | ZB48KQE-TFD-559 COPELAND COMP 7HP |  | 7 | V08,V05(5/8,7/8) |  | 0.96579 | 3419.6115 |  | CU - 100 QC | 8285.4226 | QC48M1-TFA-XX | BCU - 100 | All danfoss acc filter drier,sight glass,hand valve,hi-lo control,emerson oil separator,suction acc and etc. | 8295.8286 | 8201.4523 | 7928.5065 | 0 | 0
ALL131 | ZB58KQE-TFD-551 COPELAND COMP 8HP |  | 8 | 218 (7/8,11/8) |  | 1.0396 | 4104.3679 |  | CU - 125 QC | 10789.412 | QC58M1-TFA-XX | BCU - 110 |  | 10918.0519 | 10823.6757 | 10550.7298 | 0 | 0
ALL132 | ZB66KQE-TFD-551 COPELAND COMP 9HP |  | 9 | 272 (7/8,13/8) |  | 1.041 | 4265.7561 |  | CU - 144 QC | 11867.6482 | QC66M1-TFA-XX | BCU - 120 |  | 11866.123 | 11771.7468 | 11498.8009 | 0 | 0
ALL133 | ZB76KQE-TFD-551 COPELAND COMP 10HP |  | 10 | 272 (7/8,13/8) |  | 1.041 | 4229.917 |  | CU - 144 QC | 11831.809 | QC76M1-TFA-XX | BCU - 120 |  | 11830.2838 | 11735.9076 | 11462.9617 | HTC-12 | 10898.9306
ALL133.01 | ZB88KQE-TFD-551 COPELAND COMP 12HP |  | 12 | 273 (7/8,13/8) |  | 0 | 5076.1211 |  | CU - 160 QC | 12488.2811 | QC88M1-TFA-XX | LCU-15 |  | 13718.0145 | 13623.6383 | 13350.6924 | 0 | 0
ALL134 | ZB95KQE-TFD-551 COPELAND COMP 13HP |  | 13 | 273 (7/8,13/8) |  | 1.1754 | 5305.0918 |  | CU - 160 QC | 13459.978 | QC95M1-TFA-XX | LCU-15 |  | 14689.7113 | 14595.3351 | 14322.3892 | 0 | 0
ALL135 | ZB114KQE-TFD-551 COPELAND COMP 15HP |  | 15 | 273 (7/8,13/8) |  | 1.0798 | 6387.4344 |  | CU - 200 QC | 16117.1269 | QC114M1-TFA-XX | LCU-20 |  | 16923.374 | 16828.9978 | 16556.0519 | 0 | 0
ALL135.01 | ZB130KQE-TED-551 COPELAND COMP 20HP |  | 20 | 274 (1 1/8,15/8) |  | 1.1051 | 7702.8069 |  | CU - 250 QC | 20783.7027 | QC130M1-TFA-XX | TCUV - 250 |  | 26800.6119 | 26706.2356 | 26433.2898 | 0 | 0
ALL135.03 | ZB190KQE-TWD-523 COPELAND COMP 25HP |  | 25 | 276 (1 3/8,15/8) |  | 1.1557 | 10866.2848 |  | CU - 300 QC | 25850.4979 | QC190M1-TFA-XX | TCUV - 300 |  | 29825.9352 | 29731.559 | 29458.6131 | 0 | 0
ALL135.04 | ZB220KQE-TWD-523 COPELAND COMP 30HP |  | 30 | 277 (1 3/8,15/8) |  | 1.1263 | 13138.4876 |  | CU - 350 QC | 30127.5118 | QC220M1-TFA-XX | TCUV - 350 | All danfoss acc filter drier,sight glass,hand valve,hi-lo control,emerson oil separator,suction acc and etc. | 35155.5421 | 35061.1659 | 34788.22 | 0 | 0
ALL135.06 | ZFI23KQE-TFD-552 COPELAND COMP 5HP | ZFI Low temp SERIES can be use for R134A,R404,R507 (7c ~ -40c) 380V-440V 50Hz 3ph c/w core sense, sub cooler & service valve cw emerson oil separator & suction acc. | 5 | V06,V05(1/2,7/8) |  | 23000btu (4DES5Y) | 3548.5025 | All danfoss acc filter drier,sight glass,hand valve,solenoid valve,hi-lo control,Emerson oil separator,suction acc. | CU - 72 QC | 7766.4087 | QC23L1-TFA-XX | LCU-06 |  | 9147.7213 | 9053.3451 | 8780.3992 | 0 | 0
ALL135.07 | ZFI26KQE-TFD-552 COPELAND COMP 6HP |  | 6 | V06,V05(1/2,7/8) |  | 28000btu (4CES6Y) | 3673.9396 |  | CU - 90 QC | 8269.6621 | QC26L1-TFA-XX | LCU-06 |  | 9321.0361 | 9226.6598 | 8953.714 | 0 | 0
ALL135.071 | ZFI30KNE-TFD-657 COPELAND COMP 7HP (WELDING) |  | 7 | V05,V04 (7/8,3/4) |  | 31000btu (4VES7Y) | 4174.7819 |  | CU - 100 QC | 9040.593 | QC30L1-TFA-XX | LCU-08 |  | 11446.1319 | 11351.7556 | 11078.8097 | 0 | 0
ALL135.08 | ZFI36KQE-TFD-552 COPELAND COMP 8HP |  | 8 | V05,V04 (7/8,3/4) |  | 36000btu (4TES9Y) | 4490.9156 |  | CU - 125 QC | 11175.9597 | QC36L1-TFA-XX | LCU-08 |  | 11762.2656 | 11667.8894 | 11394.9435 | 0 | 0
ALL135.09 | ZFI39KQE-TFD-552 COPELAND COMP 10HP |  | 10 | V05,V04 (7/8,3/4) |  | 42000btu (4PES12Y) | 4800.566 |  | CU - 144 QC | 12402.458 | QC39L1-TFA-XX | LCU-10 |  | 12842.5547 | 12748.1785 | 12475.2326 | HTC-10 | 11013.4156
ALL135.10 | ZFI50KQE-TFD-564 COPELAND COMP 12HP |  | 12 | V05,V03 (7/8,13/8) |  | 49000btu (4NES14Y) | 5126.7696 |  | CU - 160 QC | 13241.7771 | QC50L1-TFA-XX | LCU-12 |  | 14039.1369 | 13944.7607 | 13671.8148 | HTC-12 | 11795.7832
ALL135.11 | ZFI59KQE-TFD-564 COPELAND COMP 15HP |  | 15 | V05,V03 (7/8,13/8) |  | 59000btu (4JE15Y) | 6376.8395 |  | CU - 200 QC | 16106.5319 | QC59L1-TFA-XX | LCU-15 |  | 15915.3052 | 15820.929 | 15547.9831 | HTC-15 | 13686.1514
ALL135.12 | ZFI68KQE-TFD-564 COPELAND COMP 18HP |  | 18 | V05,V03 (7/8,13/8) |  | 68000btu (4HE18Y) | 7419.0423 |  | CU - 200 QC | 17148.7347 | QC68L1-TFA-XX | LCU-20 |  | 17954.9818 | 17860.6056 | 17587.6597 | HTC-20 | 15249.6413
ALL135.13 | ZFI81KQE-TFD-564 COPELAND COMP 20HP |  | 20 | V05,V03 (7/8,13/8) |  | 81000btu (4GE23Y) | 8909.9514 |  | CU - 250 QC | 21990.8472 | QC81L1-TFA-XX | TCU - 200 |  | 21643.1809 | 21548.8046 | 21275.8587 | HTC-25 | 18016.9299
ALL135.14 | ZFI96KQE-TED-523 COPELAND COMP 25HP |  | 25 | V03,V38 (1 3/8,1 5/8) |  | 96000btu (6HE28Y) | 13364.9463 |  | CU - 300 QC | 28349.1594 | QC96L1-TFA-XX | TCUV - 250 |  | 33170.7969 | 33076.4207 | 32803.4748 | HTC-30 | 24333.0632
ALL135.20 | ZFI122KQE-TED-523 COPELAND COMP 30HP |  | 30 | V03,V38 (1 3/8,1 5/8) |  | 122000btu (6GE34Y) | 13683.9149 |  | CU - 350 QC | 30672.939 | QC122L1-TFA-XX | TCUV - 350 |  | 35700.9693 | 35606.5931 | 35333.6472 | HTC-35 | 26286.641
ALL135.21 | ZFI140KQE-TED-523 COPELAND COMP 40HP | [5 empty] | 15038.6351 |  | CU - 400 QC | 35157.5637 | QC140L1-TFA-XX | TCUV - 400 |  | 38809.7119 | 38715.3357 | 38442.3898 | HTC-40 | 28539.7798
ALL135.22 | CORE SENSE (562-0291-01) ZFI23-26 | EVI CORE SENSE |  |  |  |  | 669.6667 |  | EVI CORE SENSE
ALL135.23 | CORE SENSE (562-0291-02) ZFI36-59 | [5 empty] | 669.6667
ALL135.24 | CORE SENSE (562-0291-03) ZFI68-81 | [5 empty] | 669.6667
ALL135.25 | CORE SENSE (562-0291-06) ZFI96-140 | [5 empty] | 669.6667 |  | MODULE CORESENSE
ALL135.251 | 571-0064-06 MODULE-CORESENSE ASSM | MODULE CORESENSE |  |  |  |  | 645.6133 |  | SENSOR
ALL135.252 | 043-0210-00 (ZFI23-ZFI81) SENSOR-VAPOR IN | SENSOR |  |  |  |  | 27.851
ALL135.253 | 043-0210-02 (ZFI23-ZFI81) SENSOR-VAPOR OUT |  |  | (1/2,3/4) |  |  | 27.851
ALL135.254 | 043-0277-00 (ZFI23-ZFI140) SENSOR-DLT |  |  | (1/2,3/4) |  |  | 22.2601
ALL135.255 | 043-0285-00 (ZFI96,ZFI122,ZFI140) SENSOR-VAPOR IN/OUT | [5 empty] | 45.7626
HEAT004.05 | PLATE HEAT BX4THX14 (ZFI23-ZFI36) | [5 empty] | 382.3749
HEAT004.07 | PLATE HEAT BX4THX20 (ZFI36-ZFI50) | [5 empty] | 558.8556
HEAT004.08 | PLATE HEAT BX4THX24 (ZFI59-ZFI68) | [5 empty] | 735.3363
HEAT004.09 | PLATE HEAT BX4THX30 (ZFI81) |  |  | (1/2,3/4) |  |  | 823.5767
HEAT004.10 | PLATE HEAT BX10THX40 (ZFI96-ZFI140) |  |  | (1/2,3/5) |  |  | 1568.7175
ALL135.26 | JACKET ZFI50 & ZFI59 | SOUND JACKET |  | (1/2,7/8) |  |  | 264.9231
ALL135.27 | JACKET ZFI68 & ZFI81 |  |  | (1/2,7/8) |  |  | 313.7247
ALL135.28 | JACKET ZFI96,ZFI122 & ZFI140 |  |  | (1/2,7/8) |  |  | 404.3563
ALL135.29 | ZB15KQE-TFD-558 COPELAND COMP 2HP (WELDING) | ZB SERIES can be use for R134A,R404,R507 (15c ~ -25c) 380V-440V 50Hz 3ph |  | (5/8,7/8) |  |  | 1741.7832
ALL135.30 | ZB19KQE-TFD-558 COPELAND COMP 2.5HP (WELDING) |  |  | (7/8,11/8) |  |  | 1807.5839
ALL135.31 | ZB21KQE-TFD-558 COPELAND COMP 3HP (WELDING) |  |  | (7/8,13/8) |  |  | 1720.3514
ALL135.32 | ZB29KQE-TFD-558 COPELAND COMP 4HP (WELDING) |  |  | (7/8,13/8) |  |  | 2082.972
ALL135.33 | ZB38KQE-TFD558 COPELAND COMP 5HP (WELDING) |  |  | (7/8,13/8) |  |  | 2194.9336
ALL135.34 | ZB45KQE-TFD558 COPELAND COMP 6HP (WELDING) |  |  | (7/8,13/8) |  |  | 2527.8794
ALL135.35 | ZB48KQE-TFD-558 COPELAND COMP 7HP (WELDING) |  |  | (1 1/8,15/8) |  |  | 3355.549
ALL135.36 | ZB58KQE-TFD-550 COPELAND COMP 8HP (WELDING) |  |  | (1 3/8,15/8) |  |  | 3933.2045
ALL135.37 | ZB66KQE-TFD-550 COPELAND COMP 9HP (WELDING) |  |  | (1 3/8,15/8) |  |  | 4291.2378
ALL135.38 | ZB76KQE-TFD-550 COPELAND COMP 10HP (WELDING) | [5 empty] | 4652.4248
#REF! | #REF! | [5 empty] | #REF!
#REF! | #REF! | [5 empty] | #REF!
ALL135.43 | ZB190KQE-TWD-522 COPELAND COMP 25HP (WELDING) | [5 empty] | 10680.0699
ALL135.45 | ZFI23KNE-TFD-657 COPELAND COMP 5HP (WELDING) | ZFI Low temp SERIES can be use for R134A,R404,R507 (7c ~ -40c) 380V-440V 50Hz 3ph |  |  |  |  | 3196.8531
ALL135.46 | ZFI26KQE-TFD-5L0 COPELAND COMP 6HP (WELDING) | [5 empty] | 3588.9336
ALL135.47 | ZFI36KQE-TFD-5L0 COPELAND COMP 8HP (WELDING) | [5 empty] | 4387.4301
ALL135.48 | ZFI39KQE-TFD-5L0 COPELAND COMP 10HP (WELDING) |  | 10 |  |  |  | 4697.0804 |  | 0 | 0 | [6 empty] | 0 | 0
ALL135.49 | ZFI50KQE-TFD-554 COPELAND COMP 12HP (WELDING) |  | 12 |  |  |  | 4997.4126 |  | 0 | 0 | [6 empty] | 0 | 0
ALL135.50 | ZFI59KQE-TFD-554 COPELAND COMP 15HP (WELDING) |  | 15 |  |  |  | 6247.4825 |  | 0 | 0 | [6 empty] | 0 | 0
ALL135.51 | ZFI68KQE-TFD-554 COPELAND COMP 18HP (WELDING) |  | 18 |  |  |  | 7289.6853 |  | 0 | 0 | [6 empty] | 0 | 0
ALL136 | C-SB261H5A (1ph) PANASONIC SCROLL COMP 3.5HP | Panasonic Scroll Compressor R22 380V-440V 50Hz 3ph (20c ~ -10c) | 3.5 | (1/2,7/8) |  | 11200btu | 1318.7596 | All danfoss acc filter drier,sight glass,hand valve,solenoid valve,hi-lo control,QC oil separator | CU - 50 QC | 3870.2294 | [6 empty] | 0 | 0
ALL138 | C-SB303H8A PANASONIC SCROLL COMP 4HP |  | 4 | (1/2,7/8) |  | 14200btu | 1280.4467 |  | CU - 64B QC | 4055.7958 | [6 empty] | 0 | 0
ALL139 | C-SB373H8A PANASONIC SCROLL COMP 5HP |  | 5 | (1/2,7/8) |  | 18100btu | 1285.2665 |  | CU - 72 QC | 4807.1151 | [6 empty] | 0 | 0
ALL141 | C-SB453H8A PANASONIC SCROLL COMP 6HP |  | 6 | (1/2,7/8) |  | 0 | 1656.3871 |  | CU - 90 QC | 5468.2077 | [6 empty] | 0 | 0
ALL142 | C-SBR235H38A PANASONIC SCROLL COMP 7HP |  | 7 | (1/2,7/8) |  | 22000btu | 1903.1202 |  | CU - 100 QC | 5987.7368 | [6 empty] | 0 | 0
ALL143 | C-SC603H8H PANASONIC SCROLL COMP 8HP |  | 8 | (3/4,1 1/8) |  | 0 | 2771.3558 |  | CU - 125 QC | 8709.6498 | [6 empty] | 0 | 0
ALL144 | C-SC673H8H PANASONIC SCROLL COMP 9HP |  | 9 | (3/4,1 1/8) |  | 30717btu | 2819.5533 |  | CU - 144 QC | 9453.1376 | [6 empty] | 0 | 0
ALL145 | C-SC753H8H PANASONIC SCROLL COMP 10HP |  | 10 | (3/4,1 1/8) |  | 36177btu | 2991.9835 |  | CU - 144 QC | 9897.5749 |  | TCU - 150B |  | 11047.4654 | 10953.0892 | 10680.1433 | 0 | 0
ALL146 | C-SC903H8H PANASONIC SCROLL COMP 12HP |  | 12 | (3/4,1 1/8) |  | 40956btu | 3038.5744 |  | CU - 160 QC | 10021.4454 |  | TCU - 120 | All danfoss acc filter drier,sight glass,hand valve,hi-lo control,airmender oil separator and etc. | 11461.3906 | 11367.0144 | 11094.0685 | 0 | 0
ALL147 | C-SBN263H8A PANASONIC SCROLL COMP 3.5HP | Panasonic Scroll Compressor R407C,R404,R507 380V-440V 50Hz 3ph (20c ~ -25c) C/W Oil glass,tandem type cw QC OIL SEPARATOR & Suction acc. | 3.5 | (1/2,7/8) |  | 11200btu | 1413.2576 | All danfoss acc filter drier,sight glass,hand valve,solenoid valve,hi-lo control,QC oil separator,suction acc. | CU - 50 QC | 4203.289 |  | BCU - 50 |  | 4535.4698 | 4441.0936 | 4168.1477 | HTC-3 | 4203.5866
ALL148 | C-SBN303H8G PANASONIC SCROLL COMP 4HP |  | 4 | (1/2,7/8) |  | 14200btu | 1475.3788 |  | CU - 64B QC | 4848.6644 |  | BCU - 55 |  | 4927.0108 | 4832.6346 | 4559.6887 | HTC-4 | 4841.6598
ALL149 | C-SBN373H8G PANASONIC SCROLL COMP 5HP |  | 5 | (1/2,7/8) |  | 18100btu | 1590.5172 |  | CU - 72 QC | 5469.5205 |  | BCU - 64 |  | 5579.5401 | 5485.1639 | 5212.218 | HTC-5 | 5050.2238
ALL150 | C-SBN453H8G PANASONIC SCROLL COMP 6HP |  | 6 | (1/2,7/8) |  | 20600btu | 1871.4015 |  | CU - 90 QC | 6155.5537 |  | BCU - 72 |  | 6285.3551 | 6190.9789 | 5918.033 | HTC-8 | 6064.2065
ALL151 | C-SBS235H38B PANASONIC SCROLL COMP 7HP |  | 7 | (1/2,7/8) |  | 22000btu | 2119.8864 |  | CU - 100 QC | 6655.0129 |  | BCU - 100 |  | 6665.4189 | 6571.0427 | 6298.0968 | HTC-8 | 6293.5771
ALL152 | C-SCN603H8T PANASONIC SCROLL COMP 8HP |  | 8 | (3/4,1 1/8) |  | 30717btu | 3071.8413 |  | CU - 125 QC | 9338.7136 |  | LCU-08 |  | 9925.0194 | 9830.6432 | 9557.6973 | HTC-10 | 8650.152
ALL152.1 | 3CC149LA0M PANASONIC SCROLL COMP 9HP |  | 9 | (3/4,1 1/8) |  | 0 | 3403.7987 |  | CU - 125 QC | 10432.4234 |  | LCU-10 |  | 11573.0009 | 11478.6247 | 11205.6788 | 0 | 0
ALL153 | C-SCN753H8T PANASONIC SCROLL COMP 10HP |  | 10 | (3/4,1 1/8) |  | 36177btu | 3119.2219 |  | CU - 144 QC | 10298.5686 |  | LCU-10 |  | 10738.6652 | 10644.289 | 10371.3431 | HTC-12 | 9365.6902
ALL154 | C-SCN903H8T PANASONIC SCROLL COMP 12HP |  | 12 | (3/4,1 1/8) |  | 40956btu | 3221.1991 |  | CU - 160 QC | 10854.691 |  | LCU-12 | All danfoss acc filter drier,sight glass,hand valve,solenoid valve,hi-lo control,Airmender oil separator,suction acc. | 11652.0509 | 11557.6747 | 11284.7288 | HTC-15 | 9855.2706
ALL155 | C-SBN303L8A PANASONIC SCROLL COMP 4HP LT | Panasonic Scroll Low temp Compressor R404A,R507 380V-440V 50Hz 3ph (0c ~ -40c) cw QC OIL SEPARATOR & Suction acc. | 4 | (1/2,7/8) inx2203(0.26-20) |  | 14500btu | 1997.8814 | All danfoss acc filter drier,sight glass,hand valve,solenoid valve,hi-lo control,QC oil separator,suction acc. | CU - 64 QC | 5733.6966 |  | BCU - 55 |  | 5378.5842 | 5284.208 | 5011.2621 | 0 | 0
ALL156 | C-SBN373L8A PANASONIC SCROLL COMP 5HP LT |  | 5 | (1/2,7/8) inx2203(0.26-20) |  | 20200btu | 2132.916 |  | CU - 72 QC | 6102.5405 |  | BCU - 64 |  | 6096.3408 | 6001.9646 | 5729.0187 | 0 | 0
ALL157 | C-SBN453L8A PANASONIC SCROLL COMP 6HP LT |  | 6 | (1/2,7/8) inx2203(0.42-40) |  | 24000btu | 2311.3829 |  | CU - 90 QC | 6642.3499 |  | BCU - 72 |  | 6655.932 | 6561.5558 | 6288.6099 | HTC-8 | 6551.0027
ALL158 | C-SCN523L8H PANASONIC SCROLL COMP 7HP LT |  | 7 | (3/4,1 1/8) inx2208(0.42-40) |  | 28000btu | 4027.3498 |  | CU - 100 QC | 9369.2743 |  | LCU-08 |  | 10869.2502 | 10774.874 | 10501.9281 | 0 | 0
ALL159 | 3CC137SA03 PANASONIC SCROLL COMP 8HP LT |  | 8 | (3/4,1 1/8) inx2208(0.49-40) |  | 32000btu | 4176.5986 |  | CU - 125 QC | 10634.7835 |  | LCU-08 |  | 11221.0894 | 11126.7132 | 10853.7673 | HTC-10 | 9946.2219
ALL160 | C-SCN753L8H / 3CC171SA03 PANASONIC SCROLL COMP 10HP LT |  | 10 | (3/4,1 1/8) inx2208(0.49-40) |  | 38000btu | 4438.3971 |  | CU - 144 QC | 11436.3308 |  | LCU-10 |  | 11876.4274 | 11782.0512 | 11509.1053 | 0 | 0
ALL160.01 | 3CC216SA03 PANASONIC SCROLL COMP 12.5HP LT |  | 12.5 | (3/4,1 1/8) inx2208(0.49-40) |  | 0 | 4479.2663 |  | CU - 160 QC | 11985.2855
ALL161 | C-SBN373H8D PANASONIC SCROLL COMP 5HP | Panasonic Scroll Compressor R410A 380V-440V 50Hz 3ph (20c ~ -25c) | 5 | 0 |  | 0 | 1336.3826 | All danfoss acc filter drier,sight glass,hand valve,solenoid valve,hi-lo control. | 0 | ~ | [6 empty] | 0 | 0
ALL162 | C-SBN453H8D PANASONIC SCROLL COMP 6HP |  | 6 | 0 |  | 0 | 1754.9242 |  | 0 | ~ | [6 empty] | 0 | 0
ALL162.01 | C-SCP270H38A PANASONIC SCROLL COMP 8HP |  | 8 | 0 |  | 0 | 2967.0644 |  | 0 | ~ | [6 empty] | 0 | 0
ALL162.02 | C-SCP315H38A PANASONIC SCROLL COMP 10HP |  | 10 | 0 |  | 0 | 3019.8674 |  | 0 | ~ | [6 empty] | 0 | 0
ALL162.03 | C-SCP400H38A PANASONIC SCROLL COMP 12HP |  | 12 | 0 |  | 0 | 3073.447 |  | 0 | ~ |  |  | c/w air filter,air vents | 0 |  |  | 0 | 0
ALL162.04 | C-SCP435H38B PANASONIC SCROLL COMP R410A (13HP) |  | 13 | 0 |  | 0 | 4102.0257 |  | 0 | 0 | [6 empty] | 0 | 0
ALL162.05 | C-SCP510H38B PANASONIC SCROLL COMP 15HP |  | 15 | 0 |  | 0 | 5324.6753 |  | 0 | ~ | [6 empty] | 0 | 0
ALL164 | JT125GABY1 DAIKIN COMP 4HP |  | 4 | 0 |  | 40620btu | 1514.2045 |  | CU - 64 QC | 4811.7152 | [6 empty] | 0 | 0
ALL165 | JT160GABY1L DAIKIN COMP 5HP (4 MOUNTING) |  | 5 | 0 |  | 51200btu | 1421.0227 |  | CU - 72 QC | 4971.9753 | [6 empty] | 0 | 0
ALL177 | ZR108KCE COPELAND SCROLL COMP 9HP |  | 9 | 0 |  | 0 | ~ |  | CU - 144 QC | ~ |  | TCU - 150B |  |  |  |  | 0 | 0
ALL178 | ZR125KCE COPELAND SCROLL COMP 10HP |  | 10 | 0 |  | 0 | ~ |  | CU - 144 QC | ~ |  | TCU - 150B |  |  |  |  | 0 | 0
ALL179 | ZR144KCE COPELAND SCROLL COMP 12.5HP |  | 12.5 | 0 |  | 0 | 4506.0065 |  | CU - 160 QC | ~ |  | TCU - 120 |  |  |  |  | 0 | 0
ALL180 | ZR190KCE COPELAND SCROLL COMP 15HP |  | 15 | 0 |  | 0 | 6279.6443 |  | CU - 200 QC | 15731.1128 |  | TCU - 150 |  |  |  |  | 0 | 0
ALL181 | ZR250KCE COPELAND SCROLL COMP 20HP |  | 20 | 0 |  | 0 | 10191.7614 |  | CU - 250 QC | 22357.0472 |  | TCU - 220 |  |  |  |  | 0 | 0
ALL182 | ZR310KCE COPELAND SCROLL COMP 25HP |  | 25 | 0 |  | 0 | 10410.1562 |  | CU - 300 QC | 24346.2169 |  | TCUV - 250 |  |  |  |  | 0 | 0
ALL183 | ZR380KCE COPELAND SCROLL COMP 30HP |  | 30 | 0 | 0 | 0 | 12978.8961 |  | CU - 350 QC | 29831.7873 |  | 0 |  |  |  |  | 0 | 0
ALL186 | NS350DH-64D2YG HITACHI SCROLL COMP (3.5HP MT) | Hitachi scroll R404,R507 MED TEMP cw QC OIL SEPARATOR & Suction acc. | 3.5 med temp | 0 |  | 0 | 1669.5076 | All danfoss acc filter drier,sight glass,hand valve,solenoid valve,hi-lo control,Airmender oil separator,suction acc. | CU - 50 QC | 4439.8275 |  | BCU - 55 |  | 5106.2066 | 5011.8304 | 4738.8845 | 3317.2191 | 0
ALL187 | NS500DH-83D2YG HITACHI SCROLL COMP (5HP MT) |  | 5 med temp | 0 |  | 0 | 1775.8902 |  | CU - 72 QC | 5689.573 |  | BCU - 64 |  | 5799.5926 | 5705.2164 | 5432.2705 | 3802.5893 | 0
ALL188 | NS600DH-95D2YG HITACHI SCROLL COMP (6HP MT) |  | 6 med temp | 0 |  | 0 | 2109.0152 |  | CU - 90 QC | 6374.8894 |  | BCU - 72 |  | 6504.6908 | 6410.3145 | 6137.3687 | 4296.1581 | 0
ALL189 | LS350DH-64D2YG HITACHI SCROLL COMP (3.5HP LT) | Hitachi scroll R404,R507 LOW TEMP c/w solenoid valve,digital thermostat cw QC OIL SEPARATOR | 3.5 low temp | 0.031*24",(0.051*24") |  | 0 | 1677.2727 |  | CU - 50 QC | 4403.4244 |  | BCU - 55 |  | 5061.2765 | 4966.9003 | 4693.9544 | 3285.7681 | 0
ALL190 | LS500DH-83D2YG HITACHI SCROLL COMP (5HP LT) |  | 5 low temp | 0.039*32" ,(0.051*20") |  | 0 | 1939.876 |  | CU - 72 QC | 5777.1734 |  | BCU - 64 |  | 5878.666 | 5784.2898 | 5511.3439 | 3857.9407 | 0
ALL191 | LS600DH-95D2YG HITACHI SCROLL COMP (6HP LT) |  | 6 low temp | 0.042*40" ,(0.051*16") |  | 0 | 2371.9008 |  | CU - 90 QC | 6520.5492 |  | BCU - 72 |  | 6641.8236 | 6547.4474 | 6274.5015 | 4392.1511 | 0
ALL192 | CGC27L-30BP-Z-2P COMPRESSOR |  | 2 R507 | R507 |  | 0 | 1341.3493 |  | CU - 32 QC | 3606.5998 |  | BCU - 36 |  | 4077.696 | 3983.3198 | 3710.3739 | 0 | 0
ALL193 | CGC34L-38BP-Z-2.5P COMPRESSOR |  | 2.5 R507 | R507 |  | 0 | 1490.3881 |  | CU - 36 QC | 3867.3813 |  | BCU - 40 |  | 4376.4215 | 4282.0453 | 4009.0994 | 0 | 0
ALL194 | CGC39L-43BP-Z-3P COMPRESSOR |  | 3 R507 | R507 |  | 0 | 1605.0334 |  | CU - 40 QC | 4087.1281 |  | BCU - 50 |  | 4641.6099 | 4547.2337 | 4274.2878 | 0 | 0
ALL195 | CGE61L-66BP-Z-4P COMPRESSOR |  | 4 R507 | R507 |  | 0 | 1605.0334 |  | CU - 64 QC | 5260.8922 |  | BCU - 55 |  | 5021.9991 | 4927.6229 | 4654.677 | 0 | 0
ALL196 | CGE77L-83BP-Z-5P COMPRESSOR |  | 5 R507 | R507 |  | 0 | 1719.6786 |  | CU - 72 QC | 5611.2288 |  | BCU - 64 |  | 5721.2484 | 5626.8722 | 5353.9263 | 0 | 0
ALL197 | CGE91L-98BP-Z-6P COMPRESSOR |  | 6 R507 | R507 |  | 0 | 1834.3239 |  | CU - 90 QC | 6093.1078 |  | BCU - 72 |  | 6222.9092 | 6128.533 | 5855.5871 | 0 | 0
ALL198 | CGE77LD-66BP-6PDC COMPRESSOR |  | 6 DC INV R507 | R507 |  | 0 | 2866.131 |  | CU - 90 QC | 7029.6713 |  | LCU-06 |  | 8081.0452 | 7986.669 | 7713.7231 | 0 | 0
ALL199 | CGE85LD-73BP-7PDC COMPRESSOR |  | 7 DC INV R507 | R507 |  | 0 | 2980.7763 |  | CU - 100 QC | 7403.8224 |  | LCU-08 |  | 8903.7984 | 8809.4222 | 8536.4763 | 0 | 0
ALL200 | CGE96LD-83BP-8PDC COMPRESSOR |  | 8 DC INV R507 | R507 |  | 0 | 3210.0668 |  | CU - 125 QC | 9464.1798 |  | LCU-08 |  | 10050.4857 | 9956.1094 | 9683.1635 | 0 | 0
ALL201 | CGE114LD-98BP-10PDC COMPRESSOR |  | 10 DC INV R507 | R507 |  | 0 | 3324.712 |  | CU - 144 QC | 10485.0904 |  | LCU-10 |  | 10925.187 | 10830.8108 | 10557.8649 | 0 | 0
ALL202 | CEB112LD-B1PG-12PDC COMPRESSOR |  | 12 DC INV R507 | R507 |  | 0 | 4562.8806 |  | CU - 160 QC | 12161.9606 |  | LCU-12 |  | 12959.3205 | 12864.9442 | 12591.9983 | 0 | 0
ALL203 | CEB120LD-B1PG-14PDC COMPRESSOR |  | 14 DC INV R507 | R507 |  | 0 | 5044.3906 |  | CU - 200 QC | 14173.8298 |  | LCU-15 |  | 13982.6031 | 13888.2269 | 13615.281 | 0 | 0
ALL204 | CGE117LD-73BP-12PDC410 COMPRESSOR |  | 12 DC NV R410 | R410 |  | 0 | 3210.0668 |  | 0 | 0 |  | LCU-15 |  | 12163.7553 | 12069.379 | 11796.4332 | 0 | 0
ALL205 | CKE132LD-83BP-14PDC410 COMPRESSOR |  | 14 DC INV R410 | R410 |  | 0 | 3439.3573 |  | 0 | 0 |  | LCU-20 |  | 13523.2005 | 13428.8243 | 13155.8784 | 0 | 0

## Small comp
WELLER AIR-COND PARTS ENTERPRISE SDN BHD (613386-K)
DATE :5.5.26
ITEM CODE | MODEL | SPECIFICATION | HP | Equalvelant comp | RELAY BOX | capillary tube | use for refrigerator | btu | Dealer (RM) CASH -10% | Acc of refrigeration | CU QC MODEL | Cond QC (RM)
#REF! | #REF! | R134 | #REF! | [5 empty] | #REF! | Acc of refrigeration | #REF! | #REF!
#REF! | #REF! | Secop R404 | #REF! | #REF! | #REF! | #REF! | #REF! |  | #REF! | ALL acc filter drier. | #REF! | #REF!
SMA019 | SC18CL |  | 0.625 | 0 | c/w relay box | 0.055*63" | 6d s/s |  | 756.6855 |  | CS100 | 1437.3338
SMA020 | SC21CL |  | 0.875 | 0 | c/w relay box | 0.55*5ft | 2glass door frezzer,4d s/s frezzer, 6d s/s |  | 846.2524 |  | CS125 Axial fan | 1628.2292
SMA021 | NT6226GK | [7 empty] | 988.3239 |  |  | 0
SMA025.04 | EEI76C13DJH DC MOTOR (3/8hp) | PANASONIC R134A DC MOTOR | 3/8 (0.77amp) | 0 | 0 | 0 | 2door chiller showcase |  | 355.3333 |  | CS050 (15 u) | 959.1598
SMA026.01 | LX95LHBM 1/3HP LG COMP |  | 1/3HP C/W RUN CAP | QA110/AE4440 | 0 | 0 | counter frezzer 6ft |  | 270.1916 |  | CS033 (10 u) | 837.469
SMA026.08 | NF21K5131FU 3/8HP R134 LT | SAMSUNG | 3/8HP C/W RUN CAP | 2PCS | 0 | 0 | 0 |  | 330.6032 |  | 0 | 0
SMA026.10 | NF26K5131FZ 3/8HP R134 |  | 3/8 MED TEMP | 3PCS | 0 | 0 | 0 |  | 335.8095 |  | 0 | 0
SMA026.12 | ENV4A5G-L2J 1/2hp inverter |  | 15.3cc variable speed R600 | 1PC | 0 | 0 | 0 |  | 383.8151 |  | 0 | 0
SMA026.13 | NC1MV90ASR |  | 90cc variable speed R134 | 1PC | 0 | 0 | 0 |  | 376.2353 |  | 0 | 0
SMA026.14 | SE30 | GMCC R134a | 1/10hp | [5 empty] | 148.0556 |  | 0 | 0
SMA026.15 | SE40 |  | 1/8hp | [5 empty] | 154.5635 |  | 0 | 0
SMA030.01 | L65CI | DONPER R134A MED & LOW TEMP | 1/6hp | QB66 | 0 | 0.028*4ft | 0 |  | 156.5455 |  | 0 | 0
SMA030.02 | L72CZ1 |  | 1/5hp c/w run cap 3uf | QB73 | 0 | 0.036*4ft | 0 |  | 175.8444 |  | CS025 | 496.1743
SMA030.021 | L76CZ1 |  | 1/4hpc/w run cap 3uf | QB86 | 0 | 0 | 0 |  | 172.2828 |  | CS030 | 589.0596
SMA030.03 | K230CZ1 |  | 1/4hp 230W c/w Start cap | QB91 | 50uf | 0.042*54" | 1.2m counter chiller |  | 195.3632 |  | CS030 | 599.9061
SMA030.05 | KK270CZ1 |  | 1/3hp 270W c/w Start&Run cap | QB110,QA110 | 5uf | 0.042*54" | mini 2door,1.5m counter chiller,1 door display chiller |  | 201.4957 |  | CS033 (10 u) | 682.1263
SMA030.06 | K325CZ1 |  | 3/8hp 325W c/w Start&Run cap | QA125 | 50uf,5uf | 0.042*54" | 1.8m counter chiller,2door piping |  | 230.406 |  | CS050 (15 u) | 715.5125
SMA030.07 | K375CZ1 1/2hp |  | 1/2hp c/w Start&Run cap | AE2415Y,QA125 | 50uf,5uf | 0.049*54" | 2door chiller showcase,2.1m c.chiller,4d upright |  | 233.9103 | 10 | CS050 (15 u) | 738.7366
SMA030.08 | K400CZ1 1/2hp(B) |  | 1/2hp(B) C/W Start&Run cap | AE7440 | 50uf,6uf | 0.049*54",0.042*54" piping | 3door chiller showcase,4d s/s upright |  | 255.812 | 10 | CS060 (16 u) | 812.8656
SMA030.09 | NE2150CK 1/3hp | DONPER R404 LOW TEMP | 1/3hp 600W c/w start&run cap | SC12CL | 0 | 0.042*54" | counter frezzer 6ft |  | 404.3056 |  | CS050 (15 u) | 895.5267
SMA030.10 | NE2170CK 1/2hp |  | 1/2hp 700W c/w start&run cap | SC15CL | 0 | 0.049*54" | 4d s/s upright |  | 418.2 |  | CS060 (16 u) | 936.7986
SMA030.11 | NE2178CK 5/8hp |  | 5/8HP 850W c/w start&run cap | SC18CL | 0 | 0.055*54" | 2d s/s frezzer,4d s/s upright |  | 433.6889 |  | CS075 | 997.7674
SMA030.12 | NE2180CK 3/4hp |  | 3/4HP 910W c/w start&run cap | SC18CL | 0 | 0.055*54" | 4d s/s frezzer,6d s/s upright |  | 451.7593 |  | CS100 | 1072.8894
SMA030.14 | NCT2195CK 1hp |  | 1HP 1100W c/w start&run cap | WJ2450Z | 0 | 0.049*54"*2 | 2d frezzer glass,6d s/s frezzer |  | 860.0889 |  | CS145 Axial fan | 1629.261
SMA030.15 | NCT2212CK 1 1/2hp |  | 1 1/2HP1400W c/w start&run cap | AW2464Z | 0 | 0.049*54"*2 | 3d frezzer glass |  | 954.686 |  | CS170 Axial fan | 1808.2801
[9 empty] | ~ |  |  | 0
[9 empty] | ~ |  |  | 0
[9 empty] | ~ |  |  | 0
[9 empty] | ~ |  |  | 0
[9 empty] | ~ |  |  | 0
[9 empty] | ~ |  |  | 0
[9 empty] | ~ |  |  | 0
SMA030.16 | LZ58CU | DONPER R290 LOW MED TEMP | 1/3hp 275W c/w run cap | QB110 | 3uf | 0.036*76" | 0 |  | 188.2963 |  | CS050 (15 u) | 670.6413
SMA030.17 | LZ68CU1 |  | 3/8hp 325W c/w run cap | QA125 | 4uf | 0.036*59" | 5ft counter chiller |  | 193.358 |  | CS050 (15 u) | 683.7806
SMA030.18 | LZ76CU |  | 1/2hp 380W c/w run cap | AE2415Y | 4uf | 0.042*54" | 0 |  | 232.3333 |  | CS060 (16 u) | 767.6716
SMA030.19 | LU83CU |  | 1/2hp 400W c/w start&run cap | AE2415Y | 0 | 0.049*54" | 2door chiller showcase,4d s/s |  | 223.7284 |  | CS060 (16 u) | 761.5253
SMA030.20 | KK480CU1 |  | 5/8hp 480W c/w run&start cap | AE7440 | 0 | 0.049*54" | 3door chiller showcase,4d s/s |  | 262.1975 |  | CS075 | 840.8538
SMA030.21 | KK550CU |  | 3/4hp 550W c/w run&start cap | WJ9460 | 0 | 0.049*54" | 0 |  | 380.642 |  | CS075 | 925.457
SMA030.22 | KK650CU |  | 1/2hp 650W c/w run&start cap | SC15CL | 0 | 0.049*54" | 0 |  | 411.0123 |  | CS075 | 947.1501
SMA030.23 | NE2168CU |  | 5/8hp 750W c/w run&start cap | SC15CL | 0 | 0.049*54" | 0 |  | 427.2099 |  | CS075 | 958.7198
SMA030.24 | NE2178CU |  | 3/4hp 810W c/w run&start cap | SC18CL | 0 | 0.049*54" | 0 |  | 488.963 |  | CS100 | 1077.9511
SMA030.25 | NV2180CU |  | 1hp 900W c/w run&start cap | SC21CL | 0 | 0.049*54"*2 | 2d frezzer,4d s/s frezzer |  | 707.0222 |  | CS125 Axial fan | 1396.8359
SMA030.26 | NV2195CU |  | 1 1/2hp 1020W c/w run&start cap | WJ2450Z | 0 | 0.049*54"*2 | 3d frezzer,6door frezzer,2 door 40ice |  | 946.974 |  | CS170 Axial fan | 1817.6804
SMA030.27 | A120CY1 | DONPER R600 | 1/6hp | 0 | 0 | 0 | 0 |  | 143.1746 |  | CS025 | 0
SMA030.28 | S100CY1 |  | 1/5hp | 0 | 0 | 0 | 0 |  | 170.291 |  | CS025 | 0
SMA030.29 | H200CY1/S118CY1 |  | 1/4hp 230W c/w Run cap | 0 | 0 | 0 | 0 |  | 175.7143 |  | CS030 | 0
SMA030.30 | L140CY1 |  | 1/4hp big 270W c/w Run cap | 0 | 0 | 0 | 0 |  | 218.2429 |  | CS033 (10 u) | 0
SMA030.31 | K270CY1 |  | 1/3hp 270W c/w Run cap | 0 | 0 | 0 | 0 |  | 230.9561 |  | CS050 (15 u) | 0
SMA030.32 | MPT12LA 3/8hp | CUBIGEL R404 LOW TEMP | 3/8hp 660W c/w start&run cap | SC12CL | 0 | 0 | counter frezzer 6ft |  | 446.9157 |  | CS050 (15 u) | 947.5902
SMA030.34 | MPT16LA 5/8hp |  | 1/2HP big 870W c/w start&run cap | SC18CL | 0 | 0.055*54" | 6d s/s |  | 484.6169 |  | CS075 | 1099.7251
SMA030.35 | MPT18LA 3/4HP |  | 3/4HP 970W c/w start&run cap | SC18CL | 0 | 0.055*54" | 2d frezzer,4d s/s frezzer,6d s/s |  | 534.5185 |  | CS100 | 1237.7571
SMA030.47 | GH16TB 1/2hp med temp | CUBIGEL R134 MED TEMP | 1/2hp cw Start cap | AE2415Y | 0 | 0 | 2door chiller showcase |  | 304.5714 |  | CS060 (16 u) | 930.6081
SMA030.48 | GPT18RA 3/4hp med temp |  | 3/4hp cw Start&Run cap | AW4495Y | 0 | 0 | 3door chiller showcase,6door s/s |  | 510.6631 |  | CS075 | 1156.1272
[9 empty] | #REF! |  |  | #REF!
[9 empty] | #REF! |  |  | #REF!
SMA030.66 | NPT16LA 5/8hp R290 | CUBIGEL R290 LOW MED TEMP | 756W | NE2168CU | 0 | 0 | 0 |  | 508.4 |  | CS075 | 1057.0619
[9 empty] | ~ |  |  | 1157.4926
SMA030.68 | NX21FB 7/8hp R290 |  | 907W | NV2180CU | 0 | 0 | 4d s/s frezzer |  | 802.7901 |  | CS075 | 1320.0531
SMA030.69 | NX23FB 1hp R290 |  | 1003W | NV2195CU | 0 | 0 | 2door frezzer |  | 878.716 |  | CS145 Axial fan | 1574.3051
SMA031 | DDD127CV | Horizontal Rotary Highly R404A,R22,R507,R134 Low temp | 7/8hp (2.9amp) | SC21CL,WJ2446Z | 30uf,53-64uf,relay | 0.049*7ft | 2d frezzer,4d s/s frezzer) |  | 731.3636 | ALL acc filter drier,sight glass,hand valve,solenoid valve,hi-lo control and oil sep,suction acc. | CS125 Axial fan | 1661.9337
SMA032 | DDL211SX |  | 1.4hp (4.8amp) | AW2464Z,CAJ2464Z | 35uf,88-108uf,relay | 0.055*7ft | 3d frezzer, 6d frezzer |  | 844.3182 |  | CS170 Axial fan | 1870.8759
SMA033 | DDH307LV / DBH307LV |  | 2hp (6.65amp) | AW2495Z,ZB21 | 60uf,130-156uf,relay 1.5M*0.036 | 2*0.055*6ft | 3d frezzer glass |  | 953.0303 |  | CS200 | 2599.6291
SMA034 | DDH356LV / DBH356LV |  | 2.5hp (8.1amp) | AW2495Z | 60uf,130-156uf,relay 1M*0.036 | 0 | 0 |  | 1022.9167 |  | CU - 36 QC | 2859.0437
SMA035 | DBH488LC-3ph |  | 3HP-3ph (4.95amp) | AW2510Z,ZB21 | (vertical & horizontal) 1M*0.039 | 0 | 0 |  | 1642.3295 |  | CU - 50 QC | 4053.8827
SMA035.1 | DSD063SV |  | 1/2 (1.8amp) | SC15CL,CAE2420Z | 17uf,66-77uf,relay | 0 | 2door frezzer |  | 328.877 |  | 0 | 0
SMA035.2 | DSD096SV | Vertical Rotary Highly R404A,R22,R507,R135 Low temp | 5/8 (2.5amp) | SC18CL,CAE2425Z | 25uf,66-77uf,relay | 0 | 1 glass d frezzer |  | 479.3561 |  | CS100 | 1514.4289
SMA035.3 | DSD113SV |  | 7/8 (2.9amp) | SC18CL,CAJ2432Z | 25uf,66-77uf,relay | 0 | 4d s/s frezzer |  | 569.0395 |  | CS125 Axial fan | 1608.8856
SMA036 | DSD145XV |  | 1hp (4amp) | WJ2450Z,CAJ2446Z | 25uf,66-77uf,relay | 0.049*7ft | 2 glass d frezzer |  | 710.5703 |  | CU - 15 QC | 2561.2052
SMA037 | DSL193SV |  | 1.3hp (5.2amp) DSL193 | AW2464Z,CAJ2464Z | 30uf,72-86uf,relay | 0.055*7ft | 6door frezzer,2 door 40ice |  | 827.8926 |  | CU - 22 QC | 2846.9449
SMA038 | DSH254LV |  | 1.5hp (6.65amp) DSH254 | AW2464Z,CAJ2464Z | 50uf,108-130uf,relay,2M*0.031 | 2m*0.036 (0.031) | 3d frezzer,6door frezzer,2 door 40ice |  | 912.9464 |  | CU - 22 QC | 2932.9589
SMA039 | DSH356LV-C8LU |  | 2hp (9amp) DSH356 1ph | AW2495Z | 50uf,108-130uf,relay,1M*0.031 | 1m*0.036 (0.031) | 0 |  | 1045.8916 |  | CU - 32 QC | 3058.0953
SMA040 | DTH488LV-C9EU (1PH) |  | 3hp (11.8amp) 1ph | AW2510Z,ZB21 | 60uf,130-156uf,relay,1.5M*0.039 | 1.5m*0.042 (0.039) | 0 |  | 1316.2521 |  | CU - 40 QC | 3535.8181
SMA040.1 | DTH488LC3-3ph |  | 3hp (5.1amp) | AW2510Z,ZB21 | 1.5m*0.042 (0.039) | 1.5m*0.042 (0.039) | 0 |  | 1234.6591 |  | CU - 40 QC | 3015.3413
SMA040.2 | DTE590LC3-3ph |  | 4hp (6.2amp) | ZB38 | 0.8m*0.042 (0.039) | 0.8m*0.042 (0.039) | 0 |  | 1406.0471 |  | CU - 64B QC | 4508.1891
SMA040.3 | DTE752LC3-3ph |  | 5hp (8amp) | ZB45 | 1.2m*0.049 (0.047) | 1.2m*0.049 (0.047) | 0 |  | 1668.4365 |  | CU - 72B QC | 5072.7232
SMA041 | DTE911LC3 |  | 6.5hp (9.8amp) | ZB48/WHP19460 | 2m*0.059 | 2m*0.059 | 0 |  | 1806.6027 |  | CU - 90 QC | 5842.029
SMA041.2 | WHP02700RCV | Rotary Highly R22 | 3./4 (3.2amp) | 0 | 17uf450vac(3.2amp) | 0 | 0 |  | 349.2593 |  | CS125 Axial fan | 1089.3093
SMA041.3 | SG167UV |  | 1HP (4.35amp) | 0 | 30uf450vac(4.35amp) | 0 | 0 |  | 379.6296 |  | CU - 15 QC | 1729.8222
SMA041.4 | SG184SV |  | 1.25HP (4.6amp) | 0 | 35uf450vac(4.6amp) | 0 | 0 |  | 394.8148 |  | CU - 15 QC | 1743.8393
SMA041.7 | WHP09800RCV |  | 2.5HP (11amp) | 44.6LRA(11.1a) | 50uf (11.1amp) | 0 | 0 |  | 686.8376 |  | CU - 36 QC | 2416.6132
#REF! | #REF! |  | #REF! | #REF! | #REF! | #REF! | #REF! |  | #REF! |  | #REF! | #REF!
SMA042.5 | TE800RC3Q9JK |  | 5 | 0 | 0 | 0 | 0 |  | 1333.3333 |  | CU - 72 QC | 4582.449
SMA050 | QYGL-C139Y R404 compressor | Gree horizontal comp R404A c/w filter,relay box -40c | 1 | 0 | 0 | 0 | 2d frezzer,4d s/s frezzer) |  | 582.2 |  | 0 | 0
SMA057 | QX-16A030 GREE | Rotary compressor R22 | 1 | 0 | 30uf | 0 | 0 |  | 300 |  | CU - 15 QC | 1656.318
SMA058 | 44R213C RECHI |  | 1 | 0 | 30uf | 0 | 0 |  | 300 |  | CU - 15 QC | 1656.318
SMA060.2 | PH371X3CS GMCC |  | 2.5 | 0 | 50uf | 0 | 0 |  | 666.6667 |  | CU - 40 QC | 2680.9881
SMA060.3 | HSM165V3UDZA | GMCC rotary compressor R22 | 1 | 2855W | 30uf | 0 | 0 |  | 311.6959 |  | CU - 15 QC | 1652.7282
SMA060.4 | HSM215V3UDZ |  | 1.5 | 3715W | 35uf | 0 | 0 |  | 328 |  | CU - 22 QC | 1821.5367
SMA062 | PH310M2CS-4KTH |  | 2 | 5470W | 40uf | 0 | 0 |  | 444.7879 |  | CU - 32 QC | 1980.6345
SMA066 | PH420G2CS-4KU1 |  | 2.5 | 7420W | 50uf | 0 | 0 |  | 600.5051 |  | CU - 36 QC | 2458.0389
SMA068 | PH480X3CS-4MU1 |  | 3 | 8600W | 55uf | 0 | 0 |  | 735.2827 |  | CU - 40 QC | 2710.3898
0 | PA108M1C | GMCC rotary compressor R410A | 0.75 | 8769btu | 0 | 0 | 0 |  | 327.2407 |  | 0 | 0
SMA069 | PA140GIC |  | 1 | 11601btu | 0 | 0 | 0 |  | 315.0926 |  | 0 | 0
#REF! | PA145GIC |  | 1 | 12232btu | 0 | 0 | 0 |  | 386.463 |  | 0 | 0
0 | PA190G2C |  | 1.5 | 18630btu | 0 | 0 | 0 |  | 480.6111 |  | 0 | 0
SMA070 | #REF! |  | #REF! | #REF! | #REF! | #REF! | #REF! |  | #REF! |  | #REF! | #REF!
SMA071 | PA215M2C |  | 1.5 | 18067btu | 0 | 0 | 0 |  | 470.7407 |  | 0 | 0
SMA072 | PA270G2C |  | 2 | 23304btu | 0 | 0 | 0 |  | 599.8148 |  | 0 | 0
0 | PA290G2C |  | 2.5 | 24805btu | 0 | 0 | 0 |  | 631.7037 |  | 0 | 0
0 | PA330X3CS |  | 3 | 27944btu | 0 | 0 | 0 |  | 710.6667 |  | 0 | 0
Prices are subjet to change without prior notice.Price can be negotiate with more quantity order.
HB- High back pressure (EVAPORATING 7C) MB- Medium back pressure (-10C) LB- Low back pressure (-25C)

## FLAKE ICE
WELLER AIR-COND PARTS ENTERPRISE SDN BHD (613386-K)
DATE :5.5.26
ITEM CODE | MODEL | BRAND | TON | Cooling capacity(kw/h) | (RM) | Rotary cond unit | highly complete set c/w bin | highly Complete set w/o bin | copeland scroll | copeland complete set c/w bin | copeland Complete set w/o bin | WELZER Cond unit | complete set c/w bin | Complete set w/o bin | Picture
FLA001.1 | F0.3T | FLAKE ICE MACHINE CW SALT PUMP,WATER PUMP,SPEED REDUCER C/W MOTOR (GONGJI),FULL ICE SENSOR warrantly 1years | RCX1034,TS-02 | 1.9 | 4933.1409 | PH310M2CS-4KTH | 10749.8461 | 10074.6917 | ZB15 cw cu32qc | 13305.6022 | 11463.1986
FLA001 | F0.5T |  | RCX2434,3134(TX2-3,TS2-4) | 3.2 | 5920.3463 | DTH488LC3-3ph | 13909.5036 | 10933.3131 | ZB21 cw cu40qc | 15885.8201 | 12909.6296
FLA002 | F1T |  | RCX4734(TX2-5,TS2-6) | 6.5 | 9744.3001 | DTE752LC3-3ph | 20500.8936 | 18358.1177 | ZB45 cw cu72bqc | 22808.8381 | 19832.6476 | B4DES5Y cw cu72bqc | 23553.8854 | 20577.6949
FLA003 | F1.5T |  | TGES5 | 9.8 | 10822.5108 | C-SCN603H8T cw cu125Bqc | 29077.9018 | 24861.632 | ZFI36 cw cu125Bqc | 31068.2518 | 26851.982 | B4TES9Y cw cu125qc | 32011.4339 | 27795.1641
FLA004 | F2T |  | TGES7.5,SCX0857 | 13 | 15907.787 | C-SCN903H8T cw cu144Bqc | 37205.2213 | 32843.5628 | ZFI50 cw cu144Bqc | 38551.0571 | 35518.7455 | B4PES12Y cw cu144qc | 39578.6821 | 35217.0237
FLA005 | F3T |  | 2*TGES5 | 19.5 | 19428.3628 | 1TON CSBN453 cw cu72Bqc | 22914.0394 | 18697.7695 | ZFI59 cw cu160qc |  | 42067.7236 | B4nes14Y c/w cu160qc | ~ | 39304.301
FLA006 | F4T |  | 2*TGES5 | 26 | ~ |  |  |  | ZFI68 cw cu200qc |  | 53869.3772 | B4HE18Y c/w cu200qc | ~ | 54035.3559
FLA007 | F5T |  | 2*SCX0857,2*TGES7.5 | 32.5 | 29990.0902 |  |  |  | ZFI122 cw cu300qc |  | 69786.8869 | B6GE34Y c/w cu300qc | ~ | 66665.2178
FLA008 | F6T |  | 3*TGES5 | 39 | 31294.0072 |  |  |  | ZFI122 cw cu300qc |  | 71195.7737 | B6GE34Y c/w cu300qc | ~ | 68074.1045
FLA009 | F8T |  | 0 | 0 | 50852.7617 | [6 empty] | SW3L 3000 | 0 | 100900.4623
FLA010 | F10T |  | 0 | 0 | 54764.5126 | [6 empty] | SW3L 4000 | 0 | 132379.9499
FLA011 | F12T |  | 0 | 0 | 58676.2635 | [6 empty] | SW3L 5000 | 0 | 152988.3058
FLA010.01 | F15T |  | 0 | 0 | 69107.5992 |  | 700 |  |  |  |  | SW3L 6000 | 0 | 168239.117
FLA010.02 | F20T |  | 0 | 0 | 74323.2671 |  | 900 |  |  |  |  | SW3L 8000 | 0 | 207984.5083
FLA010.05 | STF0.5T | INSIDE 304 STAINLESS STEEL FLAKE ICE MACHINE CW SALT PUMP,WATER PUMP,SPEED REDUCER C/W MOTOR (GONGJI),FULL ICE SENSOR warrantly 1years | RCX2434,3134(TX2-3,TS2-4) | 3.2 | 6830.0413 |  | 1750
FLA010.06 | STF1T |  | RCX4734(TX2-5,TS2-6) | 6.5 | 11344.0776 |  | 2100
FLA010.07 | STF1.5T |  | TGES5 | 9.8 | 13769.3632 |  | 2900
FLA010.08 | STF2T |  | TGES7.5,SCX0857 | 13 | 18359.1509 |  | 3000
FLA010.09 | STF3T |  | 2*TGES5 | 19.5 | 21944.9225 |  | 5500
FLA010.10 | STF4T |  | 2*TGES5 | 26 | ~
FLA010.11 | STF5T |  | 2*SCX0857,2*TGES7.5 | 32.5 | 31033.2238
FLA010.12 | STF6T |  | 3*TGES5 | 39 | 32935.9767
FLA010.13 | STF1T-316 | fully 316 s/steel | 0 | 0 | 15647.0036
FLA024.1 | ICE BIN 600P (0.3ton machine) | Ice storage bin | 03ton | 1060h*760l*800w(42"*30"*31.5") | 2210.8844
FLA025 | ICE BIN 2000P (0.5~1ton machine) |  | 0.5ton-1ton | 1170h * 1220l * 920w (47"*48"*36") | 3571.4286
FLA027 | ICE BIN 2500P (1.5ton~2ton machine) |  | 1.5-2ton | 1100h * 1500l * 1126w (43"*59"*44") | 5059.5238
SB031 | 0.3T~1T Flake ice control panel (DOL) cw plc | Control panel c/w rccb all scneider | 0.3-1T | 0 | 990.5009
SB032 | 1.5T~3T Flake ice control panel (DOL) cw plc |  | 1.5-3T | 0 | 1165.0104
SB032.1 | 4T~6T Flake ice control panel (p.winding) cw plc |  | 4-6T | 0 | 2013.353
SB033 | 0.5T-1T Flake ice control panel (DOL) |  | 0.5-1T | 0 | 1474.1334
SB034 | 1.5T-3T Flake ice control panel (DOL) |  | 1.5-3T | 0 | 1760.6683
SB035 | 2T~4T Flake ice control panel (PART WINDING) |  | 2-4T | 0 | 2439.9482
SB036 | 5T~6T Flake ice control panel (PART WINDING) |  | 5-6T | 0 | 2770.512
SB037 | 10T Flake ice control panel (PART WINDING) |  | 8-10T | 0 | 3385.8966
SB038 | PLC CONTROL |  | 0 | 0 | 804.6737
FLA028 | PLC CONTROL BOARD 3PH |  |  |  | 350.5291
FLA029 | PLC CONTROL BOARD 1PH |  |  |  | 330.6878
FLA033 | ICE SHOVEL SMALL (66CM*20CM) |  | 0.3-0.5 | 0 | 82.9082
FLA034 | ICE SHOVEL MEDIUM (96CM*26CM) |  | 1~3 | 0 | 110.5442
FLA034.1 | ICE SHOVEL MEDIUM (112CM*35CM) |  | 4~10 | 0 | 139.2857
FLA035 | Water pump motor 2WATTS | newton | 0 | 0 | 99.7024
FLA036 | Water pump motor 6WATTS | newton | 0 | 0 | 156.25
FLA037 | Water pump motor 9WATTS | NEWTON | 0.5T-1T | 9W | 186.0119
FLA038 | Water pump motor 14WATTS | NEWTON | 0.5T-1.5T | 14W | 257.4405
FLA038.1 | 0.12kw water pump short shaft (2T-3T) |  | 2T-3T | 0 | 625
FLA038.2 | 0.12kw water pump long shaft (4T-6T) |  | 4T-6T | 0 | 694.4444
FLA039 | DOB-20 | DOB WATER PUMP | 0.5T-3T (140mm) | 20W | 254.2163
FLA040 | TC-8180 |  | 4T (180mm) | 90W | 415.4266
FLA041 | TC-4180 |  | 5T-8T (180mm) | 180W | 644.8413
FLA042 | TC-2180 |  | 10T-12T (195mm) | 370W | 843.254
FLA043 | IWAKI PUMP (ES-B11VC-230N1) | IWAKI | 0.5-40T | 0 | 1500
FLA043.1 | IWAKI FOOT VALVE |  | 0 | 0 | 254.5455
FLA043.2 | IWAKI HOSE (PER METER) |  | 0 | 0 | 13.6
FLA043.3 | SALT WATER PUMP YG01TPH12XX | 0.3-0.5TON |  |  | 400.1601
FLA044 | SALT WATER PUMP FS101TPH 120X | 1-10TON | 0 | 0 | 500.2001
FLA045 | FLOAT VALVE (SMALL) |  | 0 | 0 | 29.7619
FLA046 | FLOAT VALVE (BIG) |  | 0 | 0 | 74.4048
FLA047 | MF-5KP2 | RIKO Infrared switch | Versatile | 0 | 161.2103
FLA047.1 | WEIG INFRARED SWITCH | RIKO Infrared switch | 0 | 0 | 103.3399
FLA048 | RF-0H21DS | FINE Water level switch | Versatile | 0 | 25.5291
FLA049 | 6GU600RC c/w 6IK250GU-S3FT motor | GONGJI Speed reducer | 300kgs | 0 | 1119.5701
FLA050 | BHVWEQ70X40-600 |  | 0.5T-1.5T | 0 | 2223.5906
FLA051 | BHVWEQ80X50-800 |  | 2T | 0 | 2599.8905
FLA052 | BHVWEQ80X50-600 |  | 2.5T-4T | 0 | 2599.8905
FLA053 | BHVWEQ100X60-600 |  | 5T | 0 | 4241.9267
FLA053.1 | TKVWEQ60-800 |  | 0.5T | 0.25KW | 1653.4392
FLA054 | TKVWEQ70*40-600-800 |  | 1T-1.5T | 0.25KW(11MM) | 1834.7473
FLA055 | TKVWEQ80*50-800 |  | 2T-3T | 0.37KW | 2807.4257
FLA056 | TKVWEQ100*60-800 |  | 4T-6T | 0.55KW | 4547.5278
FLA057 | TKVWEQ100*60-600 |  | 4T-6T | 0.55KW | 4547.5278
FLA057.1 | TKVWEQM120*70-800R |  | 8-10ton | 0 | 7411.9686
FLA057.2 | TKVWEQM135*80-800R |  | 0 | 0 | 9692.5743
FLA058 | 1ton icesta gear motor (5RK120A-YFT) | Marellimotori Motor of speed reducer | 1T | 0 | 375.8333
FLA058.1 | 0.18KW (63) |  | 1T | 0 | ~
FLA058.2 | 0.25KW (SMALL FLANGE 3PH) |  | 0.5T | 0 | 600
FLA059 | 0.25KW (63) |  | 0.5T-1.5T | 0.25KW (63) 11mm*23mm | 450
FLA060 | 0.25KW (71) |  | 0.5-1T | 0.25KW (71) 14mm*30mm | 516.6667
FLA060.1 | 0.25KW (71) |  | 0.5T-2T | 0.25KW (71) 11mm*30mm | 666.6667
FLA061 | 0.37KW (71) |  | 0.5T-3T | 0.37KW (71) 14mm*30mm | 566.6667
FLA062 | 0.55KW (71) |  | 4T-6T | 0.55KW (71) 14mm*30mm | 633.3333
FLA063 | 0.75KW (80) |  | 8T-20T | 0.75KW | 713.3333
FLA063.1 | 0.3TON ICE SCRAPER | Full set of Ice scraper with axle pin, bearing, oil seal | 60*220 | 0 | 700.2801
FLA064 | 0.5TON ICE SCRAPER |  | 60*220 (60*270) | 0 | 1120.4482
FLA065 | 1TON ICE SCRAPER |  | 70*320 | 0 | 1372.549
FLA066 | 1.5TON ICE SCRAPER |  | 70*420 | 0 | 1540.6162
FLA067 | 2TON ICE SCRAPER |  | 70*520 | 0 | 1750.7003
FLA068 | 2TON big ICE SCRAPER |  | 70*470 | 0 | 1904.7619
FLA069 | 3TON ICE SCRAPER |  | 80*635 | 0 | 2100.8403
FLA070 | 4TON ICE SCRAPER |  | 80mm*635mm | 0 | 2521.0084
FLA071 | 5TON ICE SCRAPER |  | 80*740 | 0 | 2661.0644
FLA072 | 6TON ICE SCRAPER |  | 80*790 | 0 | 3221.2885
FLA073 | 8TON ICE SCRAPER |  | 80*880 | 0 | 3501.4006
FLA074 | 10TON ICE SCRAPER |  | 95*1020 | 0 | 4901.9608
FLA075 | BEARING SET 25X38 (0.3-0.5TON) | BEARING SET 1PAIR | 0.3T-0.5T | 5204*12mm | 560.2241
FLA076 | BEARING SET 30X48 (1-6TON) |  | 1T-6T | 5204RZ*12mm | 700.2801
FLA077 | BEARING SET 30X50 (8-15TON) |  | 8T-15T | 5204RZ*16mm | 700.2801
FLA078 | 0.3TON FLAKE ICE SHAFT | Shaft c/w bearing wo ice scraper |  |  | 0
FLA079 | 0.5TON FLAKE ICE SHAFT |  |  |  | 784.3137
FLA080 | 1TON FLAKE ICE SHAFT |  |  |  | 1148.4594
FLA081 | 1.5TON FLAKE ICE SHAFT |  |  |  | 1330.5322
FLA082 | 2TON FLAKE ICE SHAFT |  |  |  | 2072.8291
FLA083 | 3TON FLAKE ICE SHAFT |  |  |  | 2184.8739
FLA084 | 4TON FLAKE ICE SHAFT |  |  |  | 0
FLA085 | 5TON FLAKE ICE SHAFT |  |  |  | 0
FLA086 | 6TON FLAKE ICE SHAFT |  |  |  | 0
FLA087 | EXTERNAL UPPER BEARING SET (0.3-1.5TON) | EXTERNAL BEARING SET UPPER AND BOTTOM |  |  | 0
FLA088 | EXTERNAL BOTTOM BEARING SET (0.3-1.5TON) |  |  |  | 0
FLA089 | EXTERNAL UPPER BEARING SET (2-6TON) |  |  |  | 0
FLA090 | EXTERNAL BOTTOM BEARING SET (2-6TON) |  |  |  | 0
*The ice flaker evaporator include ice making cylinder, heavy-duty motor gear and
reducer, screw scraper, water pump, S.S. water tank and S.S. supporting frame, infrared
bin full sensor, without electrical control panel.
*Warranty period 1year base on spare parts only
*PLEASE EMAIL OR FAX OVER THE BANK IN SLIP
BANK ACC :HONG LEONG BANK BHD 36600016285 , PUBLIC BANK BHD 3119617816
BENEFICIARY :WELLER AIR-COND PARTS ENTERPRICE SDN BHD
COMPUTER PRINT GENERATE ONLY

## danfoss,sagi
WELLER AIR-COND PARTS ENTERPRISE SDN BHD (613386-K)
DATE :5.5.26
ITEM CODE | GENUINE SPARE PARTS | BRAND | PACKING | DEALER CASH (RM) -5% | Picture
DAN001 | TX2 Danfoss exp-valve (R22) | ORIGINAL GENUINE DANFOSS PARTS |  | 125.8852
DAN002 | TEX2 Danfoss exp-valve (R22) |  |  | 140.0074
DAN003 | TS2 Danfoss exp-valve (R404,R507) |  |  | 154.8889
DAN004 | TES2 Danfoss exp-valve (R404,R507) |  |  | 173.4148
DAN005 | TES2 Danfoss exp-valve (R404,R507)-60c 068z3411 |  |  | 206.8981
DAN005.1 | TEB2 Danfoss exp-valve (R23)-90C~-70C 068Z3518 |  |  | 551.2981
0 | TN2 Danfoss exp-valve (R134A) |  |  | ~
DAN006 | ORIFICE NO 0 |  |  | 37.2727
DAN007 | ORIFICE NO 1 |  |  | 37.2727
DAN008 | ORIFICE NO 2 |  |  | 37.2727
DAN009 | ORIFICE NO 3 |  |  | 37.2727
DAN010 | ORIFICE NO 4 |  |  | 37.2727
DAN011 | ORIFICE NO 5 |  |  | 37.2727
DAN012 | ORIFICE NO 6 |  |  | 37.2727
DAN012.1 | TGES5 R507 5/8 X 7/8 EXP VALVE |  |  | 301.9574
DAN012.2 | TGES7.5 R507 5/8 X 7/8 EXP VALVE |  |  | 392.6889
DAN012.3 | TGES9 R507 5/8 X 7/8 EXP VALVE |  |  | 392.6889
DAN012.4 | TGES11 R507 5/8 X 1 1/8 EXP VALVE |  |  | 392.6889
DAN012.5 | TGES13 R507 7/8 X 1 1/8 EXP VALVE |  |  | 468.6148
DAN012.6 | TGES18 R507 7/8 X 1 3/8 EXP VALVE |  |  | 563.3704
DAN012.7 | TGES21 R507 7/8 X 1 3/8 EXP VALVE |  |  | 563.3704
DAN013 | Danfoss DML032Filter Drier 1/4"F |  |  | 29.5254
DAN013.1 | Danfoss DML032SFilter Drier 1/4"(solder) |  |  | 29.5254
DAN014 | Danfoss DML052Filter Drier 1/4"F |  |  | 24.4255
DAN015 | Danfoss DML083 Filter Drier 3/8"F |  |  | 33.0818
DAN016 | Danfoss DML163 Filter Drier |  |  | 38.8918
DAN017 | Danfoss DML164 Filter Drier |  |  | 38.8918
DAN018 | Danfoss DML165 Filter Drier |  |  | 38.8918
DAN019 | Danfoss DML304 Filter Drier |  |  | 78.0745
DAN020 | Danfoss DML305 Filter Drier |  |  | 81.6365
DAN021 | Danfoss DML306 Filter Drier |  |  | 81.6365
DAN022 | Danfoss DML307 Filter Drier |  |  | 88.8885
DAN023 | Danfoss BF240A5 Coil 240VAC 50Hz 11W |  |  | 75.3846
DAN024 | Danfoss EVR2 Sol.valve Body 1/4" |  |  | 139.2308
DAN025 | Danfoss EVR3 Sol.valve Body 3/8"(1HP - 2HP) |  |  | 138.4615
DAN026 | Danfoss EVR6 Sol.Valve Body 3/8"F (3HP - 4HP) |  |  | 184.6154
DAN027 | Danfoss EVR6 Sol.Valve Body 1/2"F (4.5HP - 5HP) |  |  | 184.6154
DAN028 | Danfoss EVR10 Sol Valve Body 1/2"F (6HP -7HP) |  |  | 230.7692
DAN029 | Danfoss EVR10 Sol Valve Body 5/8"F (7.5HP -20HP) |  |  | 230.7692
DAN030 | Danfoss EVRI5 Sol Valve Body 7/8"S (25HP-30hp) |  |  | 323.0769
DAN031 | Danfoss EVR20 Sol Valve Body 7/8"S |  |  | 584.2915
DAN032 | Danfoss EVR20 Sol Valve Body 1 1/8"S |  |  | 657.3027
DAN032.1 | Danfoss EVR25 Sol Valve Body 1 1/8"S |  |  | 860.0401
DAN032.2 | Danfoss EVR25 Sol Valve Body 1 3/8"S |  |  | 1061.5435
DAN032.3 | Danfoss EVR32 Sol Valve Body 1 3/8"S |  |  | 1468.6467
DAN032.4 | Danfoss EVR40 Sol Valve Body 1 5/8"S W/M |  |  | 1716.7264
DAN033 | Danfoss Hand Valve 3/8"F |  |  | 108.3333
DAN034 | Danfoss Hand Valve 1/2"F |  |  | ~
DAN035 | Danfoss Hand Valve 5/8"F |  |  | ~
DAN036 | TES5 Danfoss Element valve 067B3342 (R507) |  |  | 276.9231
DAN036.1 | TEX5 Danfoss Element valve 067B3250 (R22) |  |  | 276.9231
DAN036.2 | TE5 Valve body 067B4013 |  |  | 65.9796
DAN036.3 | TES5 Danfoss Element valve 067B3358 Flare -40c~ -15c(R507)cw mop |  |  | 366.5689
DAN036.4 | TES5 Danfoss Element valve 067B3343 Flare -60c~ -15c(R507) |  |  | 489.8541
DAN037 | TE5 ORIFICE NO 1 (R22-5.46TON , R507-4.26TON) |  |  | 139.1178
DAN038 | TE5 ORIFICE NO 2 (R22-7.51TON , R507-5.86TON) |  |  | 139.1178
DAN039 | TE5 ORIFICE NO 3 (R22-9.66TON , R507-7.51TON) |  |  | 139.1178
DAN040 | TE5 ORIFICE NO 4 (R22-13.1TON , R507-10.2TON) |  |  | 139.1178
0 | TES5 Danfoss Exp-Valve c/w orifice |  |  | 505.0974
DAN040.1 | TES12 Danfoss Element valve 067B3349 (R507) ~60c cw mop |  |  | 564.3442
#REF! | #REF! |  |  | #REF!
DAN041.1 | TEX12 Danfoss Element valve 067B3210 Solder 7/8 x 1 1/8 (R22) |  |  | 456.942
DAN041.2 | TE12 Valve body 067B4023 |  |  | 89.6685
DAN042 | TE12 ORIFICE NO 5 (R22-16.3TON , R507-14.5TON) |  |  | 191.6667
DAN043 | TE12 ORIFICE NO 6 (R22-21.8TON , R507-18.3TON) |  |  | 191.6667
DAN043.1 | TE12 ORIFICE NO 7 (R22-27.9TON , R507-23.2TON) |  |  | 191.6667
0 | TES12 Danfoss Exp-Valve c/w orifice |  |  | 724.9819
DAN044 | Danfoss Ball Valve 1 1/8"S |  |  | 243.6979
DAN045 | Danfoss Ball Valve 1 3/8"S |  |  | 371.3416
DAN047 | Danfoss 014-016S1 GN6 Sight Glass 1/4"FX F |  |  | ~
DAN048 | Danfoss 014-0162S GN10 Sight Glass 3/8"FX F |  |  | ~
DAN049 | Danfoss 014-016S3 GN12 Sight Glass 1/2"FX F |  |  | ~
DAN050 | Danfoss 014-016S5 GN16 Sight Glass 5/8"FX F |  |  | ~
0 | Danfoss 014-016S5 GN19 Sight Glass 3/4"FX F |  |  | ~
0 | Danfoss 014-0186S GN22S Sight Glass 7/8"SX S |  |  | ~
0 | Danfoss 014-018S7 GN22S Sight Glass 1 1/8"S X S |  |  | ~
DAN051 | Danfoss 060-110391 KP1 Low Pressure Contro Manual -0.2-7Bar |  |  | 100.836
DAN052 | Danfoss 060-110191 KP1 Low Pressure Control Auto -0.2-7Bar |  |  | 100.836
DAN053 | Danfoss 060-117191 KP5 High Pressure Control Auto |  |  | 98.8393
DAN054 | Danfoss 060-117391 KP5 High Pressure Control Manual |  |  | 117.2002
0 | Danfoss 060-1265KP15 Dual Auto/Auto Pressure Control |  |  | ~
DAN055 | Danfoss 060-1264KP15 Dual Auto/Manual Pressure control |  |  | 169.4356
0 | Danfoss KP15 Dual Manual/Manual Pressure control |  |  | ~
0 | Danfoss 060-5191K P6B Pressure Control( R410a) manual |  |  | ~
0 | Danfoss 017D002166 RT260A Diff pressure control 0.5~4bar(amonia gas) |  |  | ~
0 | Danfoss 017-500266 RT1A Pressure switch M/15 (amonia gas) |  |  | ~
0 | Danfoss 017-503566 RT6AB Pressure control 10~28bar (amonia gas) |  |  | ~
0 | Danfoss KP63 060l 1108 Temperature controller ~10c - ~50c |  |  | ~
0 | Danfoss 060L 1112 KP69 Thermostat (-5C ~ 35C) |  |  | ~
DAN055.5 | KVL 15 Suction pressure regulator valve 5/8" (flare) |  |  | 531.2917
DAN055.6 | KVL 35 Suction pressure regulator valve 1 3/8" |  |  | 1105.9129
DAN056 | Danfoss MP54 oil pressure controller |  |  | 520.0877
DAN057 | Danfoss 023U4381 48-DC FILTER CORE (8pcs) |  |  | 52.803
DAN058 | 48-F SUCTION FILTER CORE |  |  | 90.1534
DAN059 | 48-DA BURN OUT CORE |  |  | 114.2471
DAN059.1 | EKA183B Programming key ERC21X |  |  | 205.6212
DAN060 | Danfoss 08488500 EKC102A Temp Control With Sensor (chiller) |  |  | 145.9848
DAN061 | Danfoss ERC213 Temp Control (chiller/frezzer) |  |  | 145.3636
DAN062 | Danfoss 08484403 EKS211 NTC 5k Sensor 1.5m |  |  | 13.8996
DAN062.1 | High Pressure switch 28bar ~ 22bar (1m wire) R404,R507,R22 | pressure switch |  | 18.9363
DAN062.2 | Low Pressure switch 0.5bar ~ 1.5bar (1m wire) R404,R507,R22 |  |  | 18.6364
DAN062.3 | HIGH PRESSURE SWITCH 20bar~16bar (1.5M WIRE) R134a |  |  | 18.9363
DAN062.4 | LOW PRESSURE SWITCH 0.2bar~1.5bar (1.5M WIRE) R134a |  |  | 18.9363
DAN062.5 | HIGH PRESSURE SWITCH 41.4bar~33bar (1.5M WIRE) R410a |  |  | 25.7053
DAN062.6 | LOW PRESSURE SWITCH 2bar~3bar (1.5M WIRE) R410a |  |  | 25.7053
DAN062.7 | LOW PRESSURE SWITCH 0.1bar~1.5bar (1.5M WIRE) R134a |  |  | 19.4805
DAN063 | DNS-D306X auto/auto pressure control | Saginomiya pressure control |  | 192.8519
DAN064 | DNS-D306XM auto/manual pressure control |  |  | 192.8519
DAN064.1 | DNS-D606X auto/auto pressure control |  |  | 192.8519
DAN065 | DNS-D606XM auto/manual pressure control |  |  | 192.8519
DAN066 | DNS-D606XMM manual/manual pressure control |  |  | 192.8519
DAN079 | Saginomiya RPV-PV-02091 Coil 220/230V 6W w/ DIN(插頭) | solenoid valve coil AC230v 50hz |  | 48.6511
DAN080 | Saginomiya RPV-PV-02326 Coil 100V 6W w/ DIN(插頭) | solenoid valve coil AC100v 50hz/60hz |  | 48.6511
0 | SNS-C110X Low Pressure Control Auto | Saginomiya pressure control |  | 83.2567
0 | SYS-C130X2 High Pressure Control Auto |  |  | 83.2567
DAN081 | SNS-C106X Low pressure control Auto |  |  | 123
DAN082 | HNS-C130XMI High Pressure Control Manual |  |  | 144.2593
DAN087 | SAGINOMIYA RGE-X3R4-7 CONDENSER FAN SPEED CONTROLS | Saginomiya oil pressure control |  | ~
DAN089 | QCX-1634BHSA Exp.Valve 1.57TON (R22) | Saginomiya Exp-valve W/O equalizer (R22) (10C ~ -40C) 3/8"Fx1/2"F |  | 174.5471
DAN092 | QCX-4734BHSA Exp.Valve 4.69TON (R22) |  |  | 174.5471
DAN093 | QCX-1034BUSA Exp.Valve 0.99TON (R404A/R507) | Saginomiya Exp-valve W/O equalizer (R404A/R507) (10C ~-40C) 3/8"Fx1/2"F |  | 174.5471
DAN095 | QCX-1534BDUSL Exp.Valve 0.98TON (R404A/R507) |  |  | 174.5471
DAN098 | RCX-1234BHSA Exp.Valve 1.25TON (R22) |  |  | 174.5471
DAN099 | RCX-1634BHSA Exp.Valve 1.57TON (R22) |  |  | 174.5471
DAN100 | RCX-2434BHSA Exp.Valve 2.35TON (R22) |  |  | 174.5471
DAN101 | RCX-3134BHSA Exp.Valve 3.13TON (R22) |  |  | 174.5471
DAN102 | RCX-4734BHSA Exp.Valve 4.69TON (R22) |  |  | 174.5471
DAN103 | RCX-0834BUSA Exp.Valve 0.78TON (R404A/R507) | Saginomiya Exp-valve C/W equalizer (R404A/R507) (10C ~ -40C) 3/8"Fx1/2"F |  | 174.5471
DAN104 | RCX-1034BUSA Exp.Valve 0.99TON (R404A/R507) |  |  | 174.5471
DAN105 | RCX-1534BUSA Exp.Valve 1.48TON (R404A/R507) |  |  | 174.5471
DAN106 | RCX-2034BUSA Exp.Valve 1.98TON (R404A/R507) |  |  | 174.5471
DAN108 | SCX-0645DBHSA Exp.Valve 5.78TON (R22) 1/2"Fx5/8"F | Saginomiya Exp-valve C/W equalizer (R22) (10C ~ -40C) |  | 227.6207
DAN109 | SCX-0845DBHSA Exp.Valve 8.05TON (R22) 1/2"Fx5/8"F |  |  | 227.6207
DAN110 | SCX-1057DBHSA Exp.Valve 10.1TON (R22) 5/8"S x 7/8"S |  |  | 227.6207
DAN111 | SCX-1257DBHSA Exp.Valve 12.1TON (R22) 5/8"S x 7/8"S |  |  | 227.6207
DAN112 | SCX-1457DBHSA Exp.Valve 14.4TON (R22) 5/8"S x 7/8"S |  |  | 227.6207
DAN114 | SCX-0545DBUSA Exp.Valve 5.08TON (R404A/R507) 1/2"Fx5/8"F |  |  | 227.6207
DAN116 | SCX-0857DUSA Exp.Valve 7.66TON (R404A/R507) 5/8"S x 7/8"S |  |  | 227.6207
DAN117 | SCX-0957DUSA Exp.Valve 9.06TON (R404A/R507) 5/8"S x 7/8"S |  |  | 227.6207
DAN117.1 | AWR-2510GLW 1" Water Regulating Valve saginomiya | water regulating valve |  | ~
DAN118 | INX-2203DUL-Q61 Valve | Liquip injection valve |  | ~
DAN119 | INX-2208DUL-Q63 Valve |  |  | ~
0 | CFE-SC10B-001 Saginomiya digital pressure control | Saginomiya digital pressure control |  | ~
0 | CFE-SC35B-001 Saginomiya digital pressure control |  |  | ~
DAN120 | VH-01 Vibration hose 3/8" | KOREA 3S &PACKLESS USA VIBRATION HOSE |  | 42.8636
DAN121 | VH-02 Vibration hose 1/2" |  |  | 46.6944
DAN122 | VH-03 Vibration hose 5/8" |  |  | 50.1111
DAN123 | VH-04 Vibration hose 3/4" |  |  | 84.1639
DAN124 | VH-05 Vibration hose 7/8" |  |  | 96.1222
DAN125 | VH-06 Vibration hose 1 1/8" |  |  | 104.127
DAN126 | VH-07 Vibration hose 1 3/8" |  |  | 149.9429
DAN127 | VH-08 Vibration hose 1 5/8" |  |  | 207.624
DAN128 | VH-09 Vibration hose 2 1/8" |  |  | 286.4533
DAN129 | VH-10 Vibration hose 2 5/8" |  |  | 601.3333
DAN130 | VH-11 Vibration hose 3 1/8" |  |  | 896.5333
DAN136 | Packless VAF-04 Vibration hose 1/2" |  |  | 58.039
DAN137 | Packless VAF-08 Vibration hose 7/8" |  |  | 110.7532
DAN143 | HARRIS SILVER ROD 0% (55LGTHS/kg) |  |  | ~
DAN144 | HARRIS SILVER ROD 0% (1LGTHS) |  |  | ~
DAN145 | GALFLO SILVER ROD 0% (55LGTHS/kg) |  |  | 120
DAN146 | GALFLO SILVER ROD 0% (1LGTH) |  |  | 2.5455
DAN147 | 250g finex powder flux |  |  | 108
DAN148 | 35% harris welding rod (1kg, 48lgth) |  |  | 6560.964
DAN148.1 | 45% harris welding rod (1kg, 48lgth) |  |  | 8435.5251
DAN149 | 35% harris welding rod (1lgth) |  |  | 159.4679
DAN149.1 | 45% harris welding rod (1lgth) |  |  | 205.0301
DAN150 | TRACE 2 (16 OZ) |  |  | 182.2222
DAN151 | GAS LEAK DETECTOR 8oz |  |  | 34.1667
0 | ALCU-Q303 aluminium welding rod (per kg) |  |  | 329.8222
0 | ALCU-Q301 aluminium welding rod (per kg) |  |  | 244.7852
DAN152 | Refco 7230587+ +MR-205-DS-MULTI-16Bar | REFCO ORIGINAL TOOL & PARTS |  | 81.2525
DAN153 | Refco 4664430+ +MR-305- DS-MULTI-35 Bar |  |  | 81.2525
DAN154 | Refco 9884898 BM2-6-DS-R22 Manifold Set C/W 60" Hose |  |  | 479.7804
DAN155 | Refco 9881278C CL-36 Charging Hose 36" |  |  | ~
DAN156 | Refco 9881276C CL-60 Charging Hose 60" |  |  | 176.4608
DAN157 | Refco RS-16 (1/8" ~ 5/8") Mini Tube Cutter |  |  | ~
DAN158 | Refco RS-25 (1/8" ~ 1") Mini Tube Cutter |  |  | ~
DAN159 | Refco RD-35 (1/8" ~ 1 3/8") Big Tube Cutter |  |  | ~
DAN160 | Refco RD-42 (1/8" ~ 1 3/4") Big Tube Cutter |  |  | ~
DAN161 | Refco 9881466R FA-127-C ratchet wrench |  |  | ~
DAN162 | Refco 4506201R FA-I27-Offset ratchet Wrench |  |  | ~
DAN164 | 7V Solenoid Valve Coil (220VAC/50Hz, 240V/60Hz) | SPORLAN Solenoid Valve Coil and connector |  | 29.2
DAN165 | 7V Solenoid Valve Coil (110VAC/50Hz, 120VAC/60Hz) |  |  | 30.8
DAN168 | 7V Solenoid Valve DIN Connector (PG9 & PG11) |  |  | 11
DAN170 | 7V4F2 Direct Operated, 1/4" SAE (1/4 - 1/2HP) |  |  | 106
DAN179 | C-083 3/8" SAE Flare |  |  | ~
DAN180 | C-163 3/8" SAE Flare |  |  | 33.4286
DAN181 | C-164 1/2" SAE Flare |  |  | 34.4286
DAN182 | C-165 5/8" SAE Flare |  |  | 36.6667
DAN183 | PK110 single low pressure (auto 10psi~60psi) | SPORLAN Pressure Switches Pressure |  | ~
DAN184 | PK502 single low pressure (auto 5psi~15psi) |  |  | 64.3333
DAN185 | PK503 single low pressure (auto 5psi~30psi) |  |  | ~
DAN186 | PK506 single low pressure (auto 15psi~60psi) |  |  | ~
DAN187 | PK506M single low pressure (manual 15psi~60psi) |  |  | ~
DAN188 | PK516 single high pressure (auto 29psi~72psi) |  |  | ~
DAN189 | PK520 single high pressure (auto 20psi~80psi) |  |  | ~
DAN190 | PK530D single high pressure (auto 50psi~150psi) |  |  | ~
DAN191 | PK530M single high pressure (manual 50psi~150psi) |  |  | 64.3333
DAN196 | ERVE-6-C (4X5X2 ODF 5') R22 exp-valve |  |  | 155.5
DAN198 | ERVE-10-C (5X7X2 ODF 5') R22 exp-valve |  |  | 187.8333
DAN199 | ERVE-12-C (5X7X2 ODF 5') R22 exp-valve |  |  | 187.8333
DAN201 | ERSE-9-C (5X7X2 ODF 5') R404,507 exp-valve |  |  | 198.8333
DAN202 | Y1037-FV-3-180 3X3 ODF5' Injection valve | INJECTION VALVE |  | 477.7778
DAN203 | TCLE 5 HW 100 SAE EE 5FT 1/2 X 5/8 SAE ANG 6A (12) | COPELAND EXP-VALVE |  | 366.8294
DAN204 | TCLE 71/2 HW 100 SAE EE 5FT 1/2 X 5/8 SAE ANG 6A (12) |  |  | 366.8294
DAN205 | TCLE 10 HW 100 SAE EE 5FT 1/2 X 5/8 SAE ANG 6A (12) |  |  | 366.8294
DAN206 | TCLE 12 HW 100 SAE EE 5FT 1/2X5/8 SAEANG 6A (12) |  |  | 366.8294
DAN207 | TJLE 14 HW100 SAE EE 5FT 5/8 X 7/8 ODF ANG 6A (12) |  |  | ~
DAN208 | TJRE 18 HW100 SAEEE 5FT 7/8 ODF X 1-1/8 ODM ANG 6A (12) |  |  | ~
DAN209 | TER 22 HW100 SAE EE 10FT 7/8 ODF X 1-1/8 ODM ANG 6A (6) |  |  | ~
DAN210 | TER 26 HW100 SAE EE 10FT 7/8 ODF X 1-1/8 ODM ANG 6A (6) |  |  | ~
DAN211 | TIR 55 HW100 SAE EE 10FT 7/8 ODF X 1-1/8 ODM ANG 6A (6) |  |  | ~
DAN212 | THR 75 HW100 SAEEE 10FT 1-1/8 X 1-1/8 ODM ANG 6A (6) |  |  | ~
DAN213 | TRAE+ 20HW100 SAE EE 10FT 7/8X1-1/8 ODF S/T 6A (6) |  |  | 536.2157
DAN214 | TRAE+ 30HW100 SAE EE 10FT 7/8X1-1/8 ODF S/T 6A (6) |  |  | 536.2157
DAN215 | TRAE+ 40 HW100 SAE EE 15FT 7/8 X 1-1/8 ODF S/T 6A (6) |  |  | 536.2157
DAN216 | TRAE 50 HW100 SAE EE 10FT 1-1/8X1-3/8 ODF S/T6A (6) |  |  | ~
DAN217 | TRAE 60 HW100 SAE EE 10FT 1-1/8 X 1-3/8 ODF S/T 6A (6) |  |  | ~
DAN218 | TRAES 5 SW45 (R507 EXP VALVE COPELAND) |  |  | 215.451
DAN218.1 | TRAES 7 SW45 (R507 EXP VALVE COPELAND) |  |  | 215.451
DAN218.2 | TRAES 7.5 SW45 (R507 EXP VALVE COPELAND) |  |  | 215.451
DAN218.3 | TRAES 10 SW45 (R507 EXP VALVE COPELAND) |  |  | 215.451
DAN218.6 | TRAES 5 SZ (R507 EXP VALVE COPELAND) |  |  | 215.451
DAN218.7 | TRAES 7.5 SZ (R507 EXP VALVE COPELAND) |  |  | 215.451
DAN218.8 | TA-HW100 (R22 EXP-VALVE COPELAND) |  |  | 128.949
DAN218.9 | TAE-HW100 (R22 EXP-VALVE COPELAND) |  |  | 143.9824
DAN218.10 | TA-SW75 (R507 EXP-VALVE COPELAND) |  |  | 128.949
DAN218.11 | TAE-SW75 (R507 EXP-VALVE COPELAND) |  |  | 143.9824
DAN218.12 | TAO-0 ORIFICE COPELAND |  |  | 33.9576
DAN218.13 | TAO-1 ORIFICE COPELAND |  |  | 33.9576
DAN218.14 | TAO-2 ORIFICE COPELAND |  |  | 33.9576
DAN218.15 | TAO-3 ORIFICE COPELAND |  |  | 33.9576
DAN218.16 | TAO-4 ORIFICE COPELAND |  |  | 33.9576
DAN218.17 | TAO-5 ORIFICE COPELAND |  |  | 33.9576
DAN218.18 | TAO-6 ORIFICE COPELAND |  |  | 33.9576
DAN218.19 | DX3-008 (R22) |  |  | 1449.8652
DAN218.20 | DX3-010 (R22) |  |  | 1464.9497
DAN218.21 | DX3-012 (R22) |  |  | 1478.8941
DAN218.22 | DX3-015 (R22) |  |  | 1493.8909
DAN218.23 | DX3-020 (R22) |  |  | 1510.2032
DAN218.24 | DIXELL TRANSFORMER TF20D |  |  | 166.7012
DAN217.1 | TCLE 4.5 SW100 SAE EE 10FT 5/8 X 7/8 ODF R-404A (12) |  |  | 359.5385
DAN219 | A-WZ 5582 4 STD - 1/2" (6)060933 | COPELAND OIL SEPARATOR |  | 261.2866
DAN220 | A-WZ 5585 5 STD - 5/8" (6)060934 |  |  | 278.6647
DAN221 | A-WZ 5587 7 STD - 7/8" (6)060931 |  |  | 290.4295
DAN222 | A-WZ 5588 9 STD - 1 1/8" (6)060974 |  |  | 297.0424
DAN223 | A-WZ 5690 9 STD - 1 1/8" x 6" DIA.065152 |  |  | ~
DAN224 | A-WZ 5590 11 STD - 1 3/8" (6)060930 |  |  | 319.5724
DAN225 | A-WZ 5690 11 STD - 1 3/8" x 6" DIA.060978 |  |  | 578.0139
DAN226 | A-WZ 5692 13 STD 1 5/8" 060979 |  |  | 663.5971
#REF! | #REF! | COPELAND Oil Regulator |  | #REF!
DAN228 | OMB-JB1 C/W ASC 2 ELECTRONIC WITH ALARM (65365) |  |  | 1205.7961
#REF! | #REF! | Emerson Filter Shell (STAS Series) |  | #REF!
DAN230 | STAS-489 T STD 1 1/8" FILTER SHELL |  |  | 311.8158
DAN231 | EK163 EMERSON FILTER DRIER | Emerson Filter Shell (EK Series) |  | 39.6984
DAN232 | EK164 EMERSON FILTER DRIER |  |  | 39.6984
DAN233 | EK165 EMERSON FILTER DRIER |  |  | 39.6984
DAN234 | EK304 EMERSON FILTER DRIER |  |  | 76.7286
DAN235 | EK305 EMERSON FILTER DRIER |  |  | 76.7286
DAN236 | EK306 EMERSON FILTER DRIER |  |  | 76.7286
| R134a R22 R404A/507C R407C | CAGE Selection
| 3/4 1 1/2 1 | X22440-B2B
| 1 1/2 2 1 2 | X22440-B3B
| 2 1/2 3 2 3 | X22440-B4B
| 3 1/2 5 3 5 | X22440-B5B
| 5 1/2 7 1/2 4 1/2 7 1/2 | X22440-B6B
| 7 1/2 10 7 10 | X22440-B7B
| 9 12 8 12 | X22440-B8B
| 11 14 9 14 | XC724-B5B
| 13 18 12 18 | X11873B5B
| 16 22 14 22 | X9117-B6B
| 19 26 16 26 | X9117-B7B
| 25 35 21 35 | X9117-B8B
| 31 45 27 45 | X9117-B9B
| 45 55 37 55 | X9166-B10B
| 55 70 48 70 | X9144-B11B
| 68 85 60 85 | X9144-B13B
| 68 100 60 100 | X9144-B14B
Orifice no | TX,TS rated capacity in ton
| R22 | R404A,507
0 | 0.51 | 0.37
1 | 0.99 | 0.75
2 | 1.34 | 1.05
3 | 2.27 | 1.79
4 | 3.45 | 2.83
5 | 4.76 | 3.71
6 | 5.6 | 4.42
Orifice no | TX,TS rated capacity in ton
| R22 | R404A,507
0.5 | 2.97 | 2.33
1 | 5.46 | 4.26
2 | 7.51 | 5.86
3 | 9.66 | 7.51
4 | 13.1 | 10.2
5 | 16.3 | 14.5
6 | 21.8 | 18.3

## VALVE
WELLER AIR-COND PARTS ENTERPRISE SDN BHD (613386-K)
DATE :5.5.26
ITEM CODE | MODEL | SIZE | DESCRIPTION | PACKING | (RM) | Picture
KOR001 | SGF6 | 1/4" | Sight glass (flare type) |  | 22.982
KOR002 | SGF10 | 3/8" |  |  | 24.278
KOR003 | SGF12 | 1/2" |  |  | 30.2395
KOR004 | SGF16 | 5/8" |  |  | 45.7048
KOR005 | SGF19 | 3/4" |  |  | 54.0854
KOR005.1 | 1/4 oil sight glass | 1/4" (60mm) | M&F sigth glass |  | 29.3755
KOR005.2 | 3/8 oil sight glass | 3/8"(64mm) |  |  | 32.91
KOR005.3 | SYFL2-1/2 | 0 |  |  | 35.8554
KOR005.4 | SYFL2-5/8 | 0 |  |  | 41.4713
KOR006 | SG19 | 3/4NPT" | Sigth glass npt 3/4" |  | 24.0533
KOR007 | SGW6 | 1/4" | Sight glass (welding type) |  | 23.0684
KOR008 | SGW10 | 3/8" |  |  | 24.278
KOR009 | SGW12 | 1/2" |  |  | 33.2634
KOR010 | SGW16 | 5/8" |  |  | 45.7048
KOR011 | SGW19 | 3/4" |  |  | 54.1169
KOR012 | SGW22 | 7/8" |  |  | 58.908
KOR013 | SGW28 | 1 1/8" |  |  | 72.3155
KOR013.1 | 1/2" CHECK VALVE STRAIGHT TYPE | 1/2" | CHECK VALVE |  | 47.3912
KOR014 | 5/8" CHECK VALVE STRAIGHT TYPE | 5/8" |  |  | 64.8765
KOR015 | 3/4" CHECK VALVE STRAIGHT TYPE | 3/4" |  |  | 92.8529
KOR016 | 7/8" CHECK VALVE STRAIGHT TYPE | 7/8" |  |  | 94.0588
KOR017 | 1 1/8" CHECK VALVE STRAIGHT TYPE | 1-1/8" |  |  | 197.7647
KOR018 | 1 3/8" CHECK VALVE STRAIGHT TYPE | 1-3/8" |  |  | 207.4118
KOR019 | 1 5/8" CHECK VALVE STRAIGHT TYPE | 1-5/8" |  |  | 217.0588
KOR020 | 1 1/8" CHECK VALVE)ANKLE TYPE | 1-1/8" |  |  | 303.7037
KOR021 | 1 3/8" CHECK VALVE ANKLE TYPE | 1-3/8" |  |  | 303.7037
KOR026 | QC BALL VALVE C/W PORT (1/4") | 1/4" | KOREA Refrigerant Ball Valve with charge port |  | 49.4828
KOR027 | QC BALL VALVE C/W PORT (3/8") | 3/8" |  |  | 51.0536
KOR028 | QC BALL VALVE C/W PORT (1/2") | 1/2" |  |  | 51.8391
KOR029 | QC BALL VALVE C/W PORT (5/8") | 5/8" |  |  | 52.6245
KOR030 | QC BALL VALVE C/W PORT (3/4") | 3/4" |  |  | 76.9732
KOR031 | QC BALL VALVE C/W PORT (7/8") | 7/8" |  |  | 83.2567
KOR032 | QC BALL VALVE C/W PORT (1 1/8") | 1-1/8" |  |  | 131.954
KOR033 | QC BALL VALVE C/W PORT (1 3/8") | 1-3/8" |  |  | 185.364
KOR034 | QC BALL VALVE C/W PORT (1 5/8") | 1-5/8" |  |  | 270.977
KOR035 | QC BALL VALVE C/W PORT (2 1/8") | 2-1/8" |  |  | 468.908
KOR036 | QC BALL VALVE C/W PORT (2 5/8") | 2-5/8" |  |  | 523.1034
KOR041 | SDA-22C300T 27bar (NPT1/4") | NPT1/4" X 3/8" | SAFETY PRESSURE VALVE (27bar,22.9bar reset)(390psi,330psi reset) |  | 152.0404
KOR042 | SDA-22C300T 27bar (NPT3/8") | NPT3/8" X 3/8" |  |  | 152.0404
KOR042.1 | SDA-22C300T 27bar (NPT1/2") | NPT1/2" X 3/8" |  |  | 152.0404
KOR042.2 | SAFETY BALL VALVE 3/8" | 0 |  |  | 72.9794
KOR042.3 | SAFETY BALL VALVE 1/2" | 0 |  |  | 72.9794
KOR043 | HAV1 ANKLE VALVE 3/8" | 3/8" | ANKLE VALVE (BRASS MATERIAL) |  | ~
KOR044 | HAV2 ANKLE VALVE 1/2" | 1/2" |  |  | 37.7011
KOR045 | HAV3 ANKLE VALVE 5/8" | 5/8" |  |  | 37.7011
KOR046 | HAV5 ANKLE VALVE 3/4" | 3/4" |  |  | 59.1223
KOR047 | HAV6 ANKLE VALVE 7/8" | 7/8" |  |  | ~
KOR048 | HAV8 ANKLE VALVE 1 1/8" | 1-1/8" |  |  | ~
KOR049 | HAV9 ANKLE VALVE 1 3/8" | 1-3/8" |  |  | 110.5329
KOR050 | HAV11 ANKLE VALVE 1 5/8" | 1-5/8" |  |  | 181.651
KOR051 | HAV12 ANKLE VALVE 2 1/8" | 2-1/8" |  |  | 200.5016
KOR052 | OV34-SY (35mm, 1 1/8") SERVICE VALVE | 1-1/8" | Panasonic scroll valve |  | 72.4962
KOR053 | OV32-SY (30mm, 3/4") SERVICE VALVE | 3/4" |  |  | 58.751
KOR054 | OV34-A (30mm, 1 1/8") SERVICE VALVE | 1 1/8" |  |  | 58.751
KOR055 | OV32-A (30mm, 3/4") SERVICE VALVE | 3/4" |  |  | 58.751
KOR055.1 | TBVC 15 (1 3/8") STAND VALVE |  |  |  | 149.7068
KOR055.3 | CVC10 1 5/8" CHECK VALVE |  |  |  | 299.0858
KOR080 | DPF(Ts01) 2.4c-01 Elect exp-valve c/w coil pqm-10012-00058 | 12.3KW | 3ton |  | 89.8496
KOR080.1 | DPF(Ts01) 2.4c-01 Elect exp-valve c/w coil pqm-10012-00058,Controller,Pressure sensor,tranformer | 12.3KW | 3ton |  | 899.9675
KOR081 | DPF(Ts01) 3.0c-01 Elect exp-valve c/w coil pqm-10012-00058 | 14.7KW | 5ton |  | 96.8581
KOR081.1 | DPF(Ts01) 3.0c-01 Elect exp-valve c/w coil pqm-10012-00058,Controller,Pressure sensor,transformer | 14.7KW | 5ton |  | 906.9761
KOR082 | DPF(Ts01) 3.2c-01 Elect exp-valve c/w coil pqm-10012-00058 | 19.6KW | 7.5ton |  | 110.735
KOR082.1 | DPF(Ts01) 3.2c-01 Elect exp-valve c/w coil pqm-10012-00058,Controller,Pressure sensor,transformer | 19.6KW | 7.5ton |  | 920.853
KOR083 | DPF(Ts01) 4.0c-01 Elect exp-valve c/w coil pqm-03012-00009 | 29.4KW | 9ton |  | 217.9658
KOR083.1 | DPF(Ts01) 4.0c-01 Elect exp-valve c/w coil pqm-03012-00009,Controller,Pressure sensor,transformer | 29.4KW | 9ton |  | 1028.0838
KOR084 | DPF(Ts01) 4.5c-01 Elect exp-valve c/w coil pqm-03012-00009 | 36.8KW | 11ton |  | 220.7692
KOR084.1 | DPF(Ts01) 4.5c-01 Elect exp-valve c/w coil pqm-03012-00009,Controller,Pressure sensor,transformer | 36.8KW | 11ton |  | 1030.8872
KOR085 | PQM-10012-00058 VALVE COIL | 0 |  |  | 40.2711
KOR086 | PQM-03012-00009 VALVE COIL | 0 |  |  | 76.9889
KOR087 | SEC-601-00 Controller c/w temp sensor | 0 |  |  | 440.3704
KOR088 | SEC-601-R4-24 Controller c/w temp sensor | 0 |  |  | 440.3704
KOR088.1 | SEC-612-R4 Controller wifi c/w temp sensor | 0 |  |  | 440.3704
KOR089 | YCQB02L28 Pressure sensor | 0 |  |  | 102.902
KOR089.1 | NTC5K SENSOR |  |  |  | 26.449
KOR090 | Meanwell LRS-50-24 tranformer | 0 |  |  | 136.7059
KOR091 | 3 WAY REVERSING VALVE | 0 |  |  | 135.0588
KOR092 | MDF-A03-3L003 (3/8") solenoid valve c/w coil | 1hp-2hp |  |  | 105.7664
KOR093 | MDF-A03-6L001 (3/8") solenoid valve c/w coil | 2.5hp-3.5hp |  |  | 122.223
KOR093.1 | MDF-A03-6L003 (1/2") solenoid valve c/w coil | 4hp-5hp |  |  | 122.223
KOR094 | MDF-A03-10L003 (1/2") solenoid valve c/w coil | 6hp-7.5hp |  |  | 145.7307
KOR095 | MDF-A03-15L001 (5/8") solenoid valve c/w coil | 8hp-18hp |  |  | 176.869
KOR093.01 | MDF-A03-6H002 (3/8") SANHUA SOLENOID VALVE C/W COIL (WELDING) | 2.5hp-3.5hp |  |  | 122.1868
KOR094.01 | MDF-A03-10H002 (1/2") SANHUA SOLENOID VALVE C/W COIL (WELDING) | 6hp-7.5hp |  |  | 147.5418
KOR095.01 | MDF-A03-15H002 (5/8") SANHUA SOLENOID VALVE C/W COIL (WELDING) | 8hp-18hp |  |  | 176.869
KOR096 | MDF-A03-15H003 (7/8") solenoid valve c/w coil | 25hp |  |  | 207.6749
KOR097 | MDF-A03-20H001 (7/8") solenoid valve c/w coil | 30hp-35hp |  |  | 287.307
KOR098 | MDF-A03-20H003 (1 1/8") solenoid valve c/w coil | 40hp |  |  | 300.9882
KOR099 | MDF-A03-22H008 (1 1/8") solenoid valve c/w coil | 50hp |  |  | 351.1529
KOR100 | MQ-A0322G-00001 230V COIL | 0 |  |  | 45.6583
KOR101 | MQ-A0322G-00001 12VDC COIL | 0 |  |  | 64.1968
KOR102 | MQ-A0324G-00001 24VDC COIL | 0 |  |  | 64.1968
KOR103 | FDF3A08 C/W COIL SOLENOID VALVE (3/8") | 0 |  |  | 43.7752
KOR103.1 | FDF6A58 C/W COIL SOLENOID VALVE (3/8") | 0 |  |  | 56.7612
KOR103.2 | FDF11A16 solenoid valve with coil (1/2") | 0 |  |  | 148.4483
KOR103.3 | FDF13A12 solenoid valve with coil (5/8") | 0 |  |  | 170.2835
KOR104 | FQ-A0522G SOLENOID COIL | 0 |  |  | 19.8978
KOR105 | DN40 (1 5/8") FORGED STEEL VALVE C/W CHECK VALVE | 1 5/8" | FORGED STEEL VALVE C/W CHECK VALVE (gold label) |  | 375.6158
KOR106 | DN50 (2 1/8") FORGED STEEL VALVE C/W CHECK VALVE | 2 1/8" |  |  | 459.3596
KOR107 | DN65 (2 5/8") FORGED STEEL VALVE C/W CHECK VALVE | 2 5/8" |  |  | 560.3448
KOR108 | DN80 (3 1/8") FORGED STEEL VALVE C/W CHECK VALVE | 3 1/8" |  |  | 677.3399
KOR109 | DN100 (4 1/8") FORGED STEEL VALVE C/W CHECK VALVE | 4 1/8" |  |  | 1000
KOR110 | DN40N (1 5/8") FORGED STEEL VALVE | 1 5/8" | FORGED STEEL VALVE (blue label) |  | 307.8818
KOR111 | DN50N (2 1/8") FORGED STEEL VALVE | 2 1/8" |  |  | 408.867
KOR112 | DN65N (2 5/8") FORGED STEEL VALVE | 2 5/8" |  |  | 463.0542
KOR113 | DN80N (3 1/8") FORGED STEEL VALVE | 3 1/8" |  |  | 580.0493
KOR114 | DN100N (4 1/8") FORGED STEEL VALVE | 4 1/8" |  |  | 820.197

## Oil separator
WELLER AIR-COND PARTS ENTERPRISE SDN BHD (613386-K)
DATE :5.5.26
ITEM CODE | MODEL | AIRMENDER ORIGINAL SPARE PARTS | SIZE(inch) | PACKING | (RM) | Picture | A (diameter) | SHELL B (lgth) | SHELL C (lgth) | D | E
AIR001 | QC-205S | Suction accumulator | 5/8" |  | 80.3834 |  | 4 | 8.47 | 1.37 | 1.39 | 2.12
AIR002 | QC-206 |  | 3/4" |  | 105.9803 |  | 5.5 | 10.24 | 1.57 | 3.5 | 3.15
AIR003 | QC-207S |  | 7/8" |  | 102.9116 |  | 5.5 | 10.24 | 1.57 | 3.5 | 3.15
AIR004 | QC-207 |  | 7/8" |  | 118.5542 |  | 5.5 | 12.6 | 1.57 | 4.36 | 3.15
AIR005 | QC-211 |  | 11/8" |  | 160.5422 |  | 6.5 | 15.75 | 1.77 | 7.4 | 3.15
AIR006 | QC-213 |  | 13/8" |  | 193.9978 |  | 6.5 | 20.87 | 2.16 | 9.9 | 3.31
AIR007 | QC-215 |  | 15/8" |  | 239.6606 |  | 6.5 | 22.84 | 2.16 | 10.9 | 3.23
AIR008 | QC-221 (BIG) |  | 21/8" |  | 576.3052 |  | 8.5 | 28 | 2.36 | 24.2 | 5.12
AIR009 | RA-225(立式) VERTICAL TYPE |  | 25/8" |  | 837.3715 |  | 10.75 | 25.6 | 2.95 | 33.4 | 6.3
AIR010 | RA-231(立式) VERTICAL TYPE |  | 31/8" |  | 1245.7249 |  | 12.75 | 23.62 | 2.95 | 43.19 | 7.09
AIR010.2 | CXQF65-50L (2 5/8") S.ACC |  | 25/8" |  | 1183.3046
AIR010.3 | CXQF76-50L (3 1/8") S.ACC |  | 31/8" |  | 1255.0201
AIR012 | QC 4003-3441280 (4 1/8") S.ACCUMULATOR |  | 41/8" |  | 2321.6867
AIR012.1 | ZTQ-A090T 2 IN1 S.ACCUMULATOR |  | 7/8",1 1/8" |  | 420.7305
AIR012.2 | ZTQ-A110T 3 IN1 S.ACCUMULATOR |  | 7/8",1 3/8" |  | 486.4697
AIR013 | QC-55824S OIL SEPARATOR 1/2" |  | 1/2" |  | 0
AIR014 | QC-55824 OIL SEPARATOR 1/2" |  | 1/2" |  | 125.7393 |  | 4 | 9.64 | 1.18 | 1.89
AIR015 | QC-55855 OIL SEPARATOR 5/8" |  | 5/8" |  | 143.7021 |  | 4 | 13.38 | 1.38 | 1.89
AIR015.01 | QC-55866 OIL SEPARATOR 3/4" |  | 3/4" |  | 0 |  | 4 | 16.34 | 1.58 | 1.89
AIR016 | QC-55877 OIL SEPARATOR 7/8" |  | 7/8" |  | 161.6648 |  | 4 | 17.52 | 1.77 | 1.89
AIR017 | QC-55899 OIL SEPARATOR 1 1/8" |  | 11/8" |  | 179.6276 |  | 4 | 18.7 | 1.97 | 1.97
AIR018 | QC-559011 OIL SEPARATOR 1 3/8" |  | 13/8" |  | 203.9446 |  | 5.5 | 15.55 | 1.77 | 2.76
AIR019 | QC-56899B OIL SEPARATOR 1 1/8" |  | 11/8" |  | 262.4343 |  | 5.5 | 16.73 | 1.97 | 2.76
AIR020 | QC-569011B OIL SEPARATOR 1 3/8" |  | 13/8" |  | 280.487 |  | 5.5 | 17.91 | 1.97 | 2.76
AIR021 | QC-569213B OIL SEPARATOR 1 5/8" |  | 15/8" |  | ~ |  | 6 | 19.3 | 2.4 | 2.99
AIR022 | QC-569417B OIL SEPARATOR 2 1/8" |  | 21/8" |  | 378.4186 |  | 5 | 7.88 | 1.77 | 1.77
#REF! | #REF! |  | #REF! |  | #REF! |  | 5 | 7.88 | 1.97 | 1.97
#REF! | #REF! |  | #REF! |  | #REF! |  | 5 | 13.78 | 1.97 | 1.97
#REF! | #REF! | REFRIGERANT HEAT EXCHANGER SUCTION ACCUMULATORS | #REF! |  | #REF! |  | 4 | 8.47 | 1.37 | 1.39 liter
#REF! | #REF! |  | #REF! |  | #REF! |  |  | 10.83 | 1.37 | 1.9liter
#REF! | #REF! |  | #REF! |  | #REF! |  | 5.5 | 10.24 | 1.57 | 3.5 liter
#REF! | #REF! |  | #REF! |  | #REF! |  |  | 12.6 | 1.57 | 4.36 liter
#REF! | #REF! |  | #REF! |  | #REF! |  | 6.5 | 15.57 | 1.77 | 7.4 liter
#REF! | #REF! |  | #REF! |  | #REF! |  |  | 20.87 | 2.16 | 9.9 liter
#REF! | #REF! |  | #REF! |  | #REF! |  |  | 22.84 | 2.16 | 10.9 liter
#REF! | #REF! | ACCUMULATOR WITH RECEIVER | #REF! |  | #REF!
AIR040.1 | HSAR-411 |  | 1/2" , 1 1/8" (4HP-6HP) |  | 535.1406
AIR040.2 | HSAR-513 |  | 5/8" , 1 3/8" (8HP-12HP) |  | 627.3494
AIR040.3 | HSAR-515 |  | 5/8" , 1 5/8" (15HP-20HP) |  | 750.8434
AIR040.4 | HSAR-721 | OIL RECEIVERS | 7/8" , 2 1/8" (25HP-30HP) |  | 1091.6867
AIR041 | OR-6206 (6litres) |  | 3/8" |  | 449.0476
AIR042 | OR-6208 (8litres) |  | 3/8" |  | 546.6667
AIR043 | OR-6210 (10litres) |  | 3/8" |  | 683.3333
AIR044 | OR-6314 (14litres) |  | 3/8" |  | 870.1111
AIR045 | OR-6316 (16litres) | FILTER SHELL BLUES | 3/8" |  | 902
AIR046 | QC-485T |  | 5/8" |  | 175.0086
AIR047 | QC-487T |  | 7/8" |  | 179.8072
AIR048 | QC-489T |  | 11/8" |  | 182.7711
AIR049 | QC-4811T |  | 13/8" |  | 187.7108
AIR050 | QC-4813T |  | 15/8" |  | 187.7108
AIR051 | QC-4817T |  | 21/8" |  | 197.5904
AIR052 | QC-4821T |  | 2 5/8" |  | 204.506
AIR053 | QC-4825T |  | 3 1/8" |  | 217.3494
AIR054 | QC-9611T (2 CORES) |  | 13/8" |  | 237.1084
AIR055 | QC-9613T (2CORES) |  | 15/8" |  | 262.7952
AIR056 | QC-9617T (2CORES) |  | 21/8" |  | 262.7952
AIR057 | QC-9621T (2CORES) |  | 2 5/8" |  | 243.5812
AIR058 | BLR/STAS-9625T (2CORES) |  | 3 1/8" |  | 297.2372
#REF! | #REF! |  | #REF! |  | #REF!
#REF! | #REF! |  | #REF! |  | #REF!
#REF! | #REF! |  | #REF! |  | #REF!
#REF! | #REF! |  | #REF! |  | #REF!
#REF! | #REF! |  | #REF! |  | #REF!
#REF! | #REF! |  | #REF! |  | #REF!
AIR058.1 | QC 20034 (4 1/8") 2CORE | OIL SEPARATOR | 4 1/8" |  | 489.7175
AIR068 | 1 3/8" (11658) 5200 oil separator |  | 13/8" |  | 425.5792
AIR069 | 1 5/8" (13658) 5200 oil separator |  | 15/8" |  | 497.7757
AIR070 | 2 1/8" 5200 oil separator (152mm) |  | 21/8" |  | ~
AIR071 | 2 1/8" 5200 oil separator (219mm) | REFRIGERANT HEAT EXCHANGER SUCTION ACCUMULATORS | 21/8" |  | ~
AIR079 | BLR/HSA-2407 |  | Suction 7/8" Liquid 1/2" |  | 177.9229
AIR080 | BLR/HSA-2411 |  | Suction 1-1/8" Liquid 5/8" |  | 220.6312
AIR081 | BLR/HSA-2413 |  | Suction 1-3/8" Liquid 3/4" |  | 256.25
AIR082 | BLR/HSA-2415 |  | Suction 1-5/8" Liquid 7/8" |  | 405.7292
AIR083 | BLR/HSA-2417 / QC-4410 |  | Suction 2-1/8" Liquid 7/8" |  | 430.6739
AIR084 | BLR/HSA-2421 | Oil stored type Oil separator for rack system semi- hermertic | Suction 2-5/8" Liquid 7/8" |  | 792.9229 |  | 165mm d | 765mm h
AIR085 | F-6611Q (7lit , total vol 19.8lit) |  | 1 3/8" |  | 793.6667 |  | 273mm d | 805mm h
AIR086 | F-6613Q (7lit , total vol 19.8lit) |  | 1 5/8" |  | 814.8333 |  | 325mm d | 947mm h
AIR087 | 2 1/8" Oil storage separator (7.6l) |  | 21/8" |  | ~ |  | 377mm d | 991mm h
AIR088 | 2 1/8" Oil storage separator (9.2l) |  | 21/8" |  | ~ |  | 325mm d | 882mm h
AIR088.2 | F-8625Q (15lit , total 79lit) | OIL FILTER | 3 1/8" |  | 2498.3333
AIR088.3 | OFD 053 OIL FILTER (3/8") |  | 3/8" |  | 30.8706
AIR088.4 | OFD-084 OIL FILTER (1/2") |  | 1/2" |  | 38.5882
AIR088.5 | OFD-085 OIL FILTER (5/8") |  | 0 |  | 39.5529
AIR088.6 | SFT-48Y SUCTION FILTER CORE | bitzer oil filter | SFT-48Y |  | 79.3651
AIR088.7 | Bitzer screw oil filter ZF3060W | refcomp oil filter | 0 |  | 208.8555
AIR088.8 | Refcomp screw oil filter 700358mp |  | 0 |  | 239.1127
AIR088.9 | QCF-100 SUCTION FILTER CORE |  | SFT-100G |  | 96.4706
AIR088.10 | BLR/F48 SUCTION FILTER CORE |  | 0 |  | 38.4375
AIR088.11 | BITZER screw oil filter shell ZF3072 c/w 7/8" connector |  | 7/8" |  | 630.2521
AIR089 | 163S BURNED FILTER DRIER |  | 0 |  | 43.7012
AIR089.1 | 164S BURNED FILTER DRIER |  | 0 |  | 44.8588
AIR089.2 | 165S BURNED FILTER DRIER |  | 0 |  | 45.3412
AIR089.3 | 305S BURNED FILTER DRIER |  | 0 |  | 69.4588
AIR089.4 | 306S BURNED FILTER DRIER | External oil separator for screw compressor | 0 |  | 70.9059
AIR090 | CYF-29L OIL SEPARATOR |  | 15/8" (30hp-40hp) c/w heater & optical level switch |  | 1512.8968
AIR090.1 | CYF-40L OIL SEPARATOR |  | 15/8" (40hp-50hp) c/w heater & optical level switch |  | 3286.2103
AIR090.2 | CYF-60L OIL SEPARATOR |  | 21/8" (60hp-80hp) c/w heater & optical level switch |  | 3534.2262
AIR090.3 | CYF-90L OIL SEPARATOR | Oil level regulator | 21/8" (90hp-125hp) c/w heater & optical level switch |  | 3025.7937
AIR091 | Oil level regulator 5500-03205 | Oil level adapter (4fc - 4cc) | 0 |  | 289.4118
AIR092 | FSP-02 Oil level adapter (4fc - 4cc) | Oil level adapter (10hp-15hp sanyo) | 0 |  | 96.0061
AIR092.1 | FSP-04 Oil level adapter (10hp-15hp sanyo) | Oil level adapter (Copeland scroll) | 0 |  | 99.0888
AIR092.2 | FSP-05 Oil level adapter (Copeland zb15-114,zfi23-81)1 1/4" rotalock | Oil level adapter (Copeland scroll) | 0 |  | 99.0888
AIR092.3 | FSP-06 Oil level adapter (Copeland zb130-220,zfi96-140)1 3/4" rotalock | Oil diferential check valve | 0 |  | 180
AIR094 | FCV-30 | Cut off valve for oil circuit | 30psi |  | 108.9429
AIR095 | F-S1 (vertical) |  | 1/4" |  | 23.6661
AIR097 | F-S3 (vertical) | 1/4ods*1/4sae | 3/8" |  | 23.6661
AIR099 | ZHJT01 | 3/8ods*3/8sae | 0 |  | 9.6657
AIR100 | ZHJT02 | 1/2ods*1/2sae | 0 |  | 11.3946
AIR101 | ZHJT03 | 5/8ods*5/8sae | 0 |  | 13.6735
AIR102 | ZHJT04 |  | 0 |  | 17.1312
AIR103 | JT01 (1/4") NUT FITTING |  | 0 |  | 3.7963
AIR103.1 | JT02 (3/8") NUT FITTING |  | 0 |  | 6.4537
AIR103.2 | JT03 (1/2") NUT FITTING |  | 0 |  | 7.5926
AIR103.3 | JT04 (5/8") NUT FITTING | 6L / minute | 0 |  | 10.6296
AIR104 | GPF45-060-11 (6L/MIN) | 10L / minute | Oil-flow relay |  | 661.3757
AIR105 | GPF45-100-11 (10L/MIN) | 5/8" | Oil-flow relay |  | 661.3757
AIR106 | Oil flow connector 5/8" | 7/8" | 0 |  | 46.503
AIR107 | Oil flow connector 7/8" | Motor protector(for screw compressor,with phase sequence monitoring) | 0 |  | 49.6032
AIR108 | OUT69 Y( 4.5k ,AC110-230V)（Used for Refcomp screw) |  | 0 |  | 837.0536
AIR109 | OUT69 Y( 11.4k ,AC110-230V)（Used for Refcomp screw) | Motor protector(for Bitzer screw compressor,with phase sequence monitoring) | 0 |  | 837.0536
AIR110 | SE-E1(115/230VAC,Dual supply)(Used fro bitzer screw) | Oil pressure differential | 0 |  | 706.8452
AIR111 | OUT571 (AC110-230V,Dual supply) DP-II |  | Include: Machine Head(0.65bar/M20x1.5) |  | 411.0863
AIR112 | INT276 LC Kriwan delta p II | Optical Level Switch | INT276 LC oil level monitoring |  | ~
AIR113 | OLC-276 (115/230,Dual supply) | Optical Level Switch | Include: M20x1.5 (Monitoring glass prism ) |  | 279.0179
AIR114 | OLC-278 (115/230,Dual supply) | Oil Level Regulator | Include: M20x1.5 (Monitoring glass prism ) |  | 307.5
AIR115 | OUT280 (AC230V) | Oil Level Regulator | 0 |  | 622.2944
AIR115.01 | OUT360R-114-36 (Copeland oil protection Zfi23-81) | Oil Level Regulator | (Copeland zb15-114,zfi23-81)1 1/4" rotalock |  | 487.013
AIR115.02 | OUT360R-134-40 (Copeland oil protection Zfi96-140) | Oil Level Regulator | (Copeland zb130-220,zfi96-140)1 3/4" rotalock |  | 541.1255
AIR115.03 | OUT360R-F34 (Bitzer oil protetion) | Oil Level Regulator | 0 |  | 476.1905
AIR115.04 | OUT360R-D1-168(Screw Oil separator level protection) | Oil Level Regulator BITZER | 0 |  | 520.8333
AIR116 | OUT680A-12/F34 | Oil Level Regulator COPELAND | 0 |  | 926.6775
AIR116.1 | OUT680R-11/114-36 | Oil Level Regulator | 0 |  | 890.1515
AIR116.2 | GPF4710 | Oil Level Regulator | 0 |  | 1488.0952
AIR116.3 | GDP20R | Oil Level Regulator | 0 |  | 967.2619
AIR116.4 | PTC110 (02D512S46) | Oil Level Regulator | 0 |  | 241.8155
AIR116.5 | PTC140 (02D512S36) | Oil separator | 0 |  | 148.8095
0 | YF-45 | Oil condensor | siu lee |  | ~
0 | OC12S6 | DISCHARGES MUFFLERS | siu lee |  | ~
AIR118 | CM-2203 |  | 3/8" |  | 80.688
AIR119 | CM-2204 |  | 1/2" |  | 87.576
AIR120 | CM-2205 |  | 5/8" |  | 90.528
AIR121 | CM-2305 |  | 5/8" |  | 202.704
AIR122 | CM-2307 |  | 7/8" |  | 213.528
AIR123 | CM-2311 |  | 1-1/8" |  | 218.448
AIR124 | CM-2411 |  | 1-1/8" |  | 275.52
AIR125 | CM-2413 |  | 1-3/8" |  | 334.56
AIR126 | CM-2415 |  | 1-5/8" |  | 342.432
AIR127 | eco adaptor |  | 0 |  | 80
AIR128 | 7/8" Oil storage separator (3.9l) |  | 7/8 (580mmh * 102mmd) |  | 410.9369
AIR129 | 1 1/8" Oil storage separator (3.9l) |  | 1-1/8 |  | 413.0661
AIR130 | 1 1/8" Oil storage separator (7.6l) |  | 1-1/8 |  | 725.6336
AIR131 | 1 3/8" Oil storage separator (7.6l) |  | 1-3/8 |  | 781.8446
AIR132 | 1 5/8" Oil storage separator (7.6l) |  | 1-5/8 |  | 800.5816
AIR133 | 2 1/8" Oil storage separator (7.6l) |  | 2-1/8 |  | 892.5634

## HUB
WELLER AIR-COND PARTS ENTERPRISE SDN BHD (613386-K)
DATE :5.5.26
ITEM CODE | PRODUCT | Spec. | DESCRIPTION | PACKING | (RM) | Picture
HUB001 | AH-D-04 | 1/4" | HUB HAND VALVE (FLARE&WELDING) |  | 31.6042
HUB002 | AH-D-06 | 3/8" |  |  | 47.8333
HUB003 | AH-D-08 | 1/2" |  |  | 70.8958
HUB004 | AH-D-10 | 5/8" |  |  | 89.6875
HUB005 | AH-D-12 | 3/4" |  |  | ~
HUB005.11 | 1/2" (HS) TWO WAY VALVE | 1/2" | 2 way water valve (honeywell type) |  | ~
HUB005.12 | 3/4" (HS) TWO WAY VALVE | 3/4" |  |  | 111.6071
HUB005.13 | 1" (HS) TWO WAY VALVE | 1" |  |  | ~
HUB005.14 | 1/2" (HS) THREE WAY VALVE | 1/2" | 3 way water valve (honeywell type) |  | ~
HUB005.15 | 3/4" (HS) THREE WAY VALVE | 3/4" |  |  | 126.8601
HUB005.16 | 1" (HS) THREE WAY VALVE | 1" |  |  | ~
HUB005.17 | DF/F-02-215 (2 way valve) | 1/2" | 2 way water valve (Johnson control type) |  | 106.6468
HUB005.18 | DF/F-02-220 (2 way valve) | 3/4" |  |  | 106.6468
HUB005.19 | DF/F-03-220 (3 way valve) | 1/2" | 3 way water valve (Johnson control type) |  | 130.2083
HUB005.20 | DF/F-03-220 (3 way valve) | 3/4" |  |  | 130.2083
HUB005.21 | SNYCOM MOTOR 230V | 0 | 230v motor |  | 53.8793
HUB005.25 | DQF-B-215 | 1/2" | 2 way water valve |  | ~
HUB005.26 | DQF-B-220 | 3/4" |  |  | ~
HUB005.27 | DQF-B-225 | 1" |  |  | 193.4524
HUB005.28 | DQF-B-232 | 1 1/4" |  |  | 254.2163
HUB005.29 | DQF-B-240 | 1 1/2" |  |  | 341.0218
HUB005.30 | DQF-D-232 | 1 1/4" |  |  | 518.3532
HUB005.31 | DQF-D-240 | 1 1/2" |  |  | 610.119
HUB005.32 | DQF-D-250 | 2" |  |  | 743.4276
HUB005.33 | DQF-B-315 | 1/2" | 3 way water valve 电动三通球阀 |  | ~
HUB005.34 | DQF-B-320 | 3/4" |  |  | ~
HUB005.35 | DQF-B-325 | 1" |  |  | 218.254
HUB005.36 | DQF-B-332 | 1 1/4" |  |  | 272.8175
HUB005.37 | DQF-B-340 | 1 1/2" |  |  | 372.0238
HUB005.38 | DQF-D-332 | 1 1/4" |  |  | 545.6349
HUB005.39 | DQF-D-340 | 1 1/2" |  |  | 644.8413
HUB005.40 | DQF-D-350 | 2" |  |  | 806.0516
HUB005.41 | DQF-B (small motor) | 0 |  |  | 81.8452
HUB005.42 | DQF-DK (big motor) | 0 |  |  | 354.6627
HUB006 | V 01 (V01-V06) MT22,MT28 | 3/8" | MANEUROP SERVICE VALVE |  | 32.0312
HUB007 | V 02 (V02 -V04) MT80~MT125 | 1 1/8" |  |  | 92.5347
HUB008 | V 03 (1 3/8") | 1 3/8" |  |  | 96.0938
HUB009 | V 04 (V04 -V07) MT44~MT80 | 3/4" |  |  | 58.724
HUB010 | V 05 (V05-V02) MT 100~MT160 | 7/8" |  |  | 58.724
HUB011 | V 06 (V06-V09) MT32~MT40 | 1/2" |  |  | 32.0312
HUB012 | V 07 (V04 -V07) MT44~MT72 | 7/8" |  |  | 60.5035
HUB013 | V 08 (RECEIVER TANK) | 5/8" |  |  | 33.8108
HUB014 | V 09 (V06-V09) MT32~MT40 | 5/8" |  |  | 33.8108
HUB014.1 | V 38 (1 5/8") | 1 5/8" |  |  | 155.595
HUB014.2 | V 39 (2 1/8") VALVE | 2 1/8" |  |  | 232.1625
HUB015 | FW1 Rotalock Connection For V01/V06/V08 | 22mm(d) x 32mmlgth | CONNECTION SERVICE VALVE |  | 5.125
HUB016 | FW2 Rotalock Connection For V04/V05/V09 | 28mm(d) x 32mmlgth |  |  | ~
HUB017 | FW3 Rotalock Connection For V02/V03/V07 | 41mm(d) x 32mmlgth |  |  | ~
HUB018 | FW4(90MM)Rotalock Connection For V04/V05/V09 | 28mm(d) x 90mmlgth |  |  | ~
HUB019 | FW5(90MM) Rotalock Connection For V02/V03/V07 | 41mm(d) x 90mmlgth |  |  | ~
HUB019.1 | PW1 Connection,1 1/4" 16mm | 0 |  |  | 7.5167
HUB019.2 | PW2 Connection, 1 1/4" 22mm | 0 |  |  | 11.9583
HUB019.3 | PW3 Connection 1 3/4" 26mm | 0 |  |  | 14.9479
HUB019.4 | PW3-1 Connection 1 3/4" 28mm | 0 |  |  | 14.9479
HUB020 | SA-602 | 1/4" | Split Air-Conditioner Valve |  | 19.7917
HUB021 | SA-603 | 3/8" |  |  | 25.744
HUB022 | SA-604 | 1/2" |  |  | 31.994
HUB023 | SA-605 | 5/8" |  |  | 47.619
HUB024 | SA-606 | 3/4" |  |  | 64.7321
HUB025 | SA-607 welding | 7/8" |  |  | 108.631
HUB025.1 | 2 HOLE DISTRIBUTOR | 5/8" * 1/4" | COPPER DISTRIBUTOR |  | 18.1878
HUB025.2 | 3 HOLE DISTRIBUTOR | 5/8" * 1/4" |  |  | 18.1878
HUB025.3 | 4 HOLE DISTRIBUTOR | 5/8" * 1/4" |  |  | 18.1878
HUB025.4 | 5 HOLE DISTRIBUTOR | 5/8" * 1/4" |  |  | 18.1878
HUB025.5 | 6 HOLE DISTRIBUTOR | 5/8" * 1/4" |  |  | 18.1878
HUB025.6 | 7 HOLE DISTRIBUTOR | 5/8" * 1/4" |  |  | 18.1878
HUB025.7 | 8 HOLE DISTRIBUTOR | 5/8" * 1/4" |  |  | 18.1878
HUB025.8 | 9 HOLE DISTRIBUTOR | 5/8" * 1/4" |  |  | 18.1878
HUB025.9 | 10 HOLE DISTRIBUTOR | 3/4" * 1/4" |  |  | 29.7619
HUB025.10 | 11 HOLE DISTRIBUTOR | 3/4" * 1/4" |  |  | 29.7619
HUB025.11 | 12 HOLE DISTRIBUTOR | 3/4" * 1/4" |  |  | 29.7619
HUB025.12 | 14 HOLE DISTRIBUTOR | 3/4" * 1/4" |  |  | 57.8704
HUB025.13 | 16 HOLE DISTRIBUTOR | 3/4" * 1/4" |  |  | 57.8704
HUB025.14 | 18 HOLE DISTRIBUTOR | 3/4" * 1/4" |  |  | 57.8704
HUB025.15 | 20 HOLE DISTRIBUTOR | 3/4" * 1/4" |  |  | 79.3651
HUB025.16 | 22 HOLE DISTRIBUTOR | 7/8" * 1/4" |  |  | 79.3651
HUB025.17 | 24 HOLE DISTRIBUTOR | 7/8" * 1/4" |  |  | 90.9392
HUB026 | SU-04 (1/4" ACCESS VALVE 60mm) | 60mm | Solder Tube Union (With Valve core & copper tube) |  | 4.0814
HUB027.1 | SU-06 (3/8" ACCESS VALVE 100mm) | 100MM | Solder Tube Union (With Valve core & copper tube) |  | 7.6373
HUB027.2 | 1/4" OR 5/16" VALVE CORE REMOVER (R22,R410A,R404A,R407C) |  |  |  | 52.0833
HUB026.1 | 1/4" flare nut caster | 0 |  |  | 2.5625
HUB026.2 | 3/8" flare nut caster | 0 |  |  | 5.2958
HUB026.3 | 1/2" flare nut caster | 0 |  |  | 6.4062
HUB026.4 | 5/8" flare nut caster | 0 |  |  | 8.3708
HUB026.5 | 3/4" flare nut caster | 0 |  |  | 10.25
HUB026.6 | 1/4" cap nut | 0 |  |  | 2.6091
HUB026.7 | 1/8" NPT PLUG | 0 |  |  | 1.9219
HUB026.8 | 1/4" NPT PLUG | 0 |  |  | 3.2031
HUB026.9 | 3/8" NPT PLUG | 0 |  |  | 5.7656
HUB026.10 | 1/2" NPT PLUG | 0 |  |  | 9.9083
HUB026.11 | 3/4" NPT PLUG | 0 |  |  | 12.5278
HUB026.12 | 1" NPT PLUG | 0 |  |  | 18.9113
HUB026.13 | 1/4x1/8 NPT UNION | 0 |  |  | 2.5625
HUB026.14 | 1/4x1/4 NPT UNION | 0 |  |  | 3.5875
HUB026.15 | 1/4x3/8 NPT UNION | 0 |  |  | 5.33
HUB026.16 | 1/4x1/2 NPT UNION | 0 |  |  | 9.3275
HUB026.17 | 3/8x1/4 NPT UNION | 0 |  |  | 9.3275
HUB026.18 | 1/2 NPT X 3/8 FLARE FEMALE UNION | 0 |  |  | 7.8925
HUB026.19 | 3/8 x 1/4 NPT ELBOW (OS) | 0 |  |  | 10.25
HUB026.20 | 1/4 BRASS NUT (OS) | 0 |  |  | 3.8248
HUB026.21 | 3/8 BRASS NUT (OS) | 0 |  |  | 7.1031
HUB026.22 | 1/4 WELDING ACCESS VALVE | 0 |  |  | 4.4727
HUB027 | AH-627-04*02 (1/8npt x 1/4" union c/w core) | 1/4" Tube O.D. in, 1/8" Pipe Thd in. | MALE UNION (With Valve Core) |  | 5.2182
HUB028 | AH-627-04*04 (1/4npt x 1/4" union c/w core) | 1/4" Tube O.D. in, 1/4" Pipe Thd in. |  |  | 6.0568
HUB028.1 | 1/8npt x 1/4" npt fitting union c/w lock | 0 |  |  | 24.9594
HUB028.2 | 1/4npt x 1/4" npt fitting union c/w lock | 0 |  |  | 7.2682
HUB029 | UT-221 | 1/8" NPT, 1/4" SAE, 1/4" SAE | 3-way tube Union(With MNPT) |  | 7.4545
HUB030 | UT-222 | 1/4" NPT, 1/4" SAE, 1/4" SAE |  |  | 7.4545
HUB031 | RV-04×04 | 1/4" NPT * 1/4" SAE | Receiver Valve |  | 27.4886
HUB032 | RV-04×06 | 1/4" NPT * 3/8" SAE |  |  | 27.4886
HUB033 | RV-06×04 | 3/8" NPT * 1/4" SAE |  |  | 27.4886
HUB034 | RV-06×06 | 3/8" NPT * 3/8" SAE |  |  | 41.9318
HUB035 | RV-08×08 | 1/2" NPT * 1/2" SAE |  |  | 41.9318
HUB036 | RV-12×10 | 3/4" NPT * 5/8" SAE |  |  | 83.8636
HUB037 | RV-12×12 | 3/4" NPT * 3/4" SAE |  |  | 85.7273
HUB038 | AH-466 | 1/4" SAE Without Gauge | SINGLE GAUGE VALVE ONLY |  | 22.6354
HUB039 | AH-467 | 1/4" SAE Without Gauge |  |  | 23.0625
HUB040 | AH-468 | 1/4" SAE Without Gauge |  |  | ~
HUB041 | RG-BS | For R22, R134, R404 | Low Pressure Gauge |  | 21.3542
HUB042 | RG-RS | For R22, R134, R404 | High Pressure Gauge |  | 23.9167
HUB043 | RG-410a-500aY70 | For R410A | Low Pressure Gauge |  | 21.3542
HUB044 | RG-410a-800aY71 | For R410A | High Pressure Gauge |  | 21.3542
HUB044.1 | RUBBER GAUGE COVER | 0 |  |  | 4.2708
HUB044.2 | VMG-2-R22-B VALUE MANIFOLD GAUGE SET | 0 |  |  | 205.1113
HUB044.3 | VRM2-B-0101I VALUE DIGITAL MANIFOLD GAUGE SET | ALL KIND REF GAS |  |  | 964.7059
HUB044.4 | VRM2-B-0401 VALUE MANIFOLD GAUGE SET | 0 |  |  | 296.8326
HUB044.5 | VEF-1 VALUE ELECTRIC FLARING TOOL | 1/4 - 3/4 |  |  | 1038.914
HUB044.6 | VALUE DRAIN PUMP M1 | 0 |  |  | 192.9412
HUB044.7 | Electronic refrigerant scale VES-100B | 0 |  |  | 838.552
HUB044.8 | Electronic refrigerant scale VES-50B | 0 |  |  | 754.5484
HUB044.9 | Vaccum gauge VMV-1 | 0 |  |  | 556.5611
HUB044.10 | Sound meter VMS-1 | 0 |  |  | 224.9991
HUB048 | REPAIR KIT (RUBBER) | 0 |  |  | 6.6324
HUB049 | AH-560G C/W hose 1.5m | 0 | Testing Manifold (With Sight glass & gauges & charging hose) gauge:R410A hose:5FT R410A |  | 178.0995
HUB049.01 | AH-336-RYB(R22,507) | 3-36" Set | Charging Hoses for R-12 |  | 32.9608
HUB050 | AH-360-RYB(R22,507) | 3-60" Set |  |  | 76.3725
HUB051 | AH-372-RYB(R22,507) | 3-72" Set |  |  | 82.8039
HUB052 | AH-396-RYB(R22,507) | 3-96" Set |  |  | 96.4706
HUB053 | AHA-20ft-RYB(R22,507) per lgth | 3-20FT Set |  |  | 366.5882
HUB058 | R-04*05 (R134A) | 1/4" SAE(F) * 5/16" | CONVERSION ADAPTOR |  | 4.6591
HUB46.1 | SN1-04 | 1/4" | Long Nut |  | 2.1432
HUB46.2 | SN1-05 | 5/16" |  |  | 2.8886
HUB46.3 | SN1-06 | 3/8" |  |  | 4.7523
HUB46.4 | SN1-08 | 1/2" |  |  | 7.6409
HUB46.5 | SN1-10 | 5/8" |  |  | 9.6909
HUB46.6 | SN1-12 | 3/4" |  |  | 17.3505
HUB46.7 | SN2-04 | 1/4" | Short Nut |  | 2.1245
HUB46.8 | SN2-05 | 5/16" |  |  | 2.2736
HUB46.9 | SN2-06 | 3/8" |  |  | 4.1186
HUB46.10 | SN2-08 | 1/2" |  |  | 5.7586
HUB46.11 | SN2-10 | 5/8" |  |  | 7.0259
HUB46.12 | SN2-12 | 3/4" |  |  | 12.3559
HUB46.13 | CN3-04 | 1/4" | Cap Nut |  | 2.2364
HUB46.14 | CN3-05 | 5/16" |  |  | 2.46
HUB46.15 | CN3-06 | 3/8" |  |  | 4.2118
HUB46.16 | CN3-08 | 1/2" |  |  | 6.15
HUB46.17 | CN3-10 | 5/8" |  |  | 7.6223
HUB46.18 | CN3-12 | 3/4" |  |  | 13.5114
HUB062 | AH-900MM | 1/4" | CAP TUBE |  | 11.8269
HUB063 | AH-1200MM | 1/4" |  |  | 15.375
HUB45.3 | N-04 | 1/4" | Forged Brass Nut |  | 2.05
HUB45.4 | N-06 | 3/8" |  |  | 3.7273
HUB45.5 | N-08 | 1/2" |  |  | 4.9386
HUB45.6 | N-10 | 5/8" |  |  | 5.9636
HUB45.7 | N-12 | 3/4" |  |  | 10.25
HUB45.8 | N-14 | 7/8" |  |  | 16.3068
HUB45.9 | U-04 | 1/4" | Union |  | 2.3295
HUB45.10 | U-05 | 5/16" |  |  | 5.6841
HUB45.11 | U-06 | 3/8" |  |  | 9.3182
HUB45.12 | U-08 | 1/2" |  |  | 13.9773
HUB45.13 | U-10 | 5/8" |  |  | 13.9773
HUB45.14 | U-12 | 3/4" |  |  | 32.6136
HUB45.15 | SV-04x04 | 1/4" SAE | Steel Service Valves |  | 39.1364
HUB45.16 | SV-06x06 | 3/8" SAE | Steel Service Valves |  | 45.1932
HUB45.17 | SV-08x08 | 1/2" SAE | Steel Service Valves |  | 48.4545
HUB45.18 | SV-10x10 | 5/8" SAE | Steel Service Valves |  | 51.25
HUB45.19 | SV-12x12 | 3/4" SAE | Steel Service Valves |  | 66.1591
HUB45.20 | SV-14x14 | 7/8"welding | Steel Service Valves |  | 84.7955
HUB064 | AH-632 HUB | A/C 220V | Ventilators port |  | 76.3725
HUB064.1 | WA-632 CHINA |  | Ventilators port
HUB065 | AH-634 | A/C 220V | Ventilators port |  | 683.3333
HUB065.1 | WA-634 Square type big |  | Ventilators port
HUB066 | AH-1238S | 0 | Reversible Cam-Lift Hinge (With Spring)(Per Pair) |  | 160.7843
HUB067 | AH-1238N | 0 | Reversible Cam-Lift Hinge (Without Spring)(Per Pair) |  | 144.7059
HUB067.1 | AH-1230S | 0 | Reversilbe Cam-Lift Hinge with spring (per pair) |  | 191.3333
HUB067.2 | AH-1230N | 0 | Reversilbe Cam-Lift Hinge w/o spring (per pair) |  | 162.3922
HUB067.3 | HS-1140 |  | Reversilbe Cam-Lift Hinge w/o spring (per pair) |  | 122.549
HUB068 | AH-838 | AH-838A AH-838B AH-838C AH-838D | Safety Latches & Inside Release Handles |  | 233.1373
HUB069 | AH-1178 | Safety Latches & Inside Release Handles | AH-1178 HANDLE |  | 140.6863
HUB069.1 | HS-1178A | Safety Latches & Inside Release Handles | HS-1178A HANDLE |  | 87.8533
HUB069.10 | HS-1178S (short thickness) | Safety Latches & Inside Release Handles | HS-1178S HANDLE |  | 82.4906
HUB069.2 | HS-1178B DOUBLE HANDLE | Safety Latches & Inside Release Handles 45-70mm |  |  | 264.5503
#REF! | #REF! | #REF! |  |  | #REF!
HUB070 | AH-1460 | 0 | AH-1460 Reach-in Door Hinge (Per Pair) 9" |  | ~
HUB070.1 | HS-1460C | 0 | Reach-in Door Hinge (Per Pair) 9" |  | 79.3651
#REF! | #REF! | #REF! | Reach-in Door Hinge Black(Per Pair) 9" |  | #REF!
#REF! | #REF! | #REF! | Reach-in Door Hinge s/steel(Per Pair) 9" |  | #REF!
HUB071 | AH-1179 | Safety Latches & Inside Release Handles | AH-1179 HANDLE |  | 241.1765
HUB071.1 | HS-1179 | Safety Latches & Inside Release Handles | HS-1179 HANDLE |  | 233.4267
HUB072 | AH-1450 | 0 | AH-1450 Reach-in Door Hinge (Per Pair) 12" |  | 188.1176
HUB073 | AH-1470 | 0 | AH-1450 Reach-in Door Hinge (Per Pair) 13" |  | 237.1569
HUB073.1 | HS-1470 (70mm) | 0 | HS-1470 Reach-in Door Hinge(Per Pair) |  | 122.2307
HUB074 | AH-1600 | 0 | Safety Latches & Inside Release Handles |  | 153.4759
HUB075 | AH-1132 | 0 | Edgemount Cam-lift Hinge |  | 49.1123
HUB076 | AH-1334 | 0 | Edgemount Hinges |  | 48.2353
HUB076.1 | HK-4001,4100 | 0 | Italy handle set |  | 203.7179
HUB076.2 | HS-1191 HINGES (PER PAIR) | 0 | Reversible reach in cam lift hinges |  | 89.1266
HUB076.3 | HS-1128 HINGES (PER PAIR) black | 0 |  |  | 117.1378
HUB076.4 | HS-1199 HANDLE | 0 |  |  | 159.1546
HUB077 | AH-1800 | ITALY DESIGN | Safety Latches & Inside Release Handles |  | 175.4011
HUB078 | HS-1139 HINGES (PER PAIR)s/steel | ITALY DESIGN | Hinge S/Steel |  | 216.4502
HUB078.1 | HS-01 CONTENA LOCK ACC | 0 |  |  | 381.971
HUB079 | AH-1161S Camlift hinges c/w spring | 0 | Reversible Camlift Hinge (Without Spring) |  | 250.8235
HUB080 | AH-1161N non camlift hinges | 0 | Reversible Hinge (Without Spring, Non-Camlift) |  | 219.2513
HUB081 | AH-1161NCL Camlift hinges | 0 | Reversible Hinge (Without Spring, Non-Camlift) |  | 219.2513
HUB081.1 | AH-1162 | 0 | Hydraulic Door Closer |  | 123.268
HUB081.2 | HS-608-1 | 0 | Sliding door safety lock |  | 62.8307
HUB081.3 | HS-608-2 | 0 | Sliding door safety lock |  | 62.8307
#REF! | #REF! | #REF! | Medium Sliding Door Fitting Assembly |  | #REF!
#REF! | #REF! | #REF! | Medium size upper orbit 5.5 m + hollow track |  | #REF!
#REF! | #REF! | #REF! | Side track 6.2 meter |  | #REF!
#REF! | #REF! | #REF! | Medium size upper orbit 6.5 m + hollow track |  | #REF!
HUB081.4 | TM-3.2 | 0 | frezzer hinges (135mm) |  | 12.2236
HUB081.5 | TM-4.0H | 0 | frezzer hinges (145mm) |  | 15.7313
HUB081.6 | TM-4.0L | 0 | frezzer hinges (175*50*45mm) |  | 18.0697
HUB081.7 | TM-5.0 | 0 | frezzer hinges (146mm) |  | 16.5816
HUB081.8 | TM-5.0XL | 0 | frezzer hinges (165mm) |  | 17.9634
#REF! | #REF! | #REF! | FASTENER |  | #REF!
HUB082 | AH-1500 | 0 | Supplemental Hardware |  | 38.95
HUB083 | AH-1332 | 0 | Edgemount Hinges (Per Pair) |  | 30.75
HUB083.1 | AH-1336 | 0 | Edgemount Hinges (Per Pair) |  | 30.75
HUB084 | AH-712 | 0 | Leaf Hinge (Per Pair) |  | 38.5882
HUB085 | AH-711 | 0 | Lever & Roller Latches |  | 40.8145
HUB085.1 | AH-1300 | 0 | Lever & Roller Latches |  | 39.4231
HUB086 | AH-1200 | 0 | Edgemount Mechanical Latches |  | 68.3333
HUB087 | AH-352 | 0 | Steel Fin Straightener |  | 8.2
HUB088 | AH-351 | 0 | Fin Straightener |  | 13.8375
HUB089 | AH-102-04 | 1/4" | Spring-Type Tube Benders |  | 3.4167
HUB090 | AH-102-05 | 5/16" |  |  | 3.4167
HUB091 | AH-102-06 | 3/8" |  |  | 3.8438
HUB092 | AH-102-08 | 1/2" |  |  | 4.2708
HUB093 | AH-102-10 | 5/8" |  |  | 6.4917
HUB094 | AH-102-12 | 3/4" |  |  | 7.8583
HUB094.1 | Inner spring bender 3/8" | 3/8" | Inner spring bender |  | 9.8829
HUB094.2 | Inner spring bender 1/2" | 1/2" |  |  | 11.2948
HUB094.3 | Inner spring bender 5/8" | 5/8" |  |  | 14.1185
HUB094.4 | Inner spring bender 3/4" | 3/4" |  |  | 16.9421
HUB095 | AH-369 | 0 | 4-in-one Tube Benders |  | 32.1569
HUB096 | AH-368A-05-90 | 0 | 3-in-1 Tube Bender |  | 32.1569
HUB097 | AH-368A-05-180 | 0 |  |  | 32.1569
HUB098 | AH-364A-04 | 1/4" | Tube Bender |  | 40.1961
HUB099 | AH-364A-05 | 5/16" |  |  | 44.2157
HUB100 | AH-364A-06 | 3/8" |  |  | 82
HUB101 | AH-364A-08 | 1/2" |  |  | 111.7451
HUB102 | AH-364A-10 | 5/8" |  |  | 120.5882
HUB103 | AH-364A-12 | 3/4" |  |  | 124.6078
HUB103.1 | AH-364A-14 | 7/8" |  |  | ~
HUB103.2 | CT-364A-06 TUBE BENDER | 3/8" | CHINA TUBE BENDER |  | 39.8639
HUB103.3 | CT-364A-08 TUBE BENDER | 1/2" |  |  | 50.4942
HUB103.31 | CT-364A-10 TUBE BENDER | 5/8" |  |  | 0
HUB103.4 | CT-364A-12 TUBE BENDER | 3/4" |  |  | 86.3717
HUB103.5 | CT-364A-14 TUBE BENDER | 7/8" |  |  | 108.9314
HUB104 | AH-193 | 0 | Swaging Punches Kit |  | 19.2941
HUB105 | AH-94 | 0 | AH-94 3-in-1 Swaging Punch 1/2" -7/8" |  | 11.6569
HUB106 | AH-95 | 0 | AH-95 All-in-one Swaging Punch 1/4" - 5/8" |  | 14.0686
HUB107 | AH-96 | 0 | AH-96 All-in-one Swaging Punch 1/4" - 3/4" |  | 21.7059
HUB108 | AH-275 | 0 | 45° Flaring & Cutting Kit |  | 88.4314
HUB109 | CT-278 | 0 | 45°Flaring & Swaging Kit |  | 97.7124
HUB110 | CT-806 | 0 | flaring tool |  | 87.535
HUB111 | CT-100A | 3/8" ~ 1-1/8" | Tube expanding |  | 435.7255
HUB111.1 | CT-100AL | 3/8~1-5/8 | Tube expanding |  | 876.2745
HUB112 | CT-300A | 3/8~1-1/8 | Tube expanding |  | 852.1569
HUB113 | CT-300AL | 3/8~1-5/8 | Tube expanding |  | 1209.902
HUB114 | 100A-01 | 3/8" | Expander head |  | 105.2406
HUB115 | 100A-02 | 1/2" |  |  | 105.2406
HUB116 | 100A-03 | 5/8" |  |  | 105.2406
HUB117 | 100A-04 | 3/4" |  |  | 105.2406
HUB118 | 100A-05 | 7/8" |  |  | 105.2406
HUB119 | 100A-07 | 1-1/8" |  |  | 175.4011
HUB120 | 100A-09 | 1 3/8" |  |  | 175.4011
HUB121 | 100A-11 | 1 5/8" |  |  | 175.4011
HUB121.1 | Hydraulic thimble | 0 |  |  | 39.4652
HUB122 | AH-E800AL | 1/4"~3/4" | CORDLESS ECCENTRIC CONE FLARING TOOL |  | 905.3394
HUB123 | E800A-01 | 1/4" | ECCENTRIC CONE FLARING TOOL |  | 84.8941
HUB124 | E800A-03 | 3/8" |  |  | 84.8941
HUB125 | E800A-04 | 1/2" |  |  | 84.8941
HUB126 | E800A-05 | 5/8" |  |  | 84.8941
HUB127 | E800A-06 | 3/4" |  |  | 84.8941
HUB127.1 | WK-T800 Tee-Extractor Sets (3/8"-1 1/4") | Tee-Extractor Sets (3/8"-1 1/4") |  |  | 1784.7059
HUB128 | AH-127/128 CUTTER WHEEL | 0 | cutter wheel |  | 2.8472
HUB129 | AH-107/206 CUTTER WHEEL | 0 | cutter wheel |  | 3.2031
HUB130 | AH-105/274 CUTTER WHEEL | 0 | cutter wheel |  | 3.2031
HUB131 | AH-127 | For Φ1/8" to 5/8" | Tube Cutter |  | 10.8529
HUB132 | AH-128 | For Φ1/8" to 7/8" | Tube Cutter |  | 10.451
HUB133 | AH-174 | For Φ1/8" to 1-1/8" (3-28mm) | Tube Cutter |  | 14.4706
HUB134 | AH-274 | For 1/8"-1 1/8" | Tube Cutter |  | 23.7157
HUB135 | AH-312 | For 1/4"-1-5/8"O.D.tubing | Tube Cutter |  | 172.2
HUB136 | AH-105 | For 1/8"-1-3/8"O.D.tubing | Tube Cutter |  | 20.098
HUB137 | AH-107 | For 1/4"-2"O.D tubing | Tube Cutter |  | 45.0196
HUB138 | AH-206 | For 3/8"-2-5/8"O.D.tubing | Tube Cutter |  | 92.0285
HUB139 | AH-532 | For Φ3/16" to 1-1/4" (5-32mm) | Tube Cutter |  | 61.902
HUB140 | AH-650 | For Φ1/4" to 2" (6-50mm) | Tube Cutter |  | 67.5294
HUB141 | AH-201 | 7" Can pinch off copper tubing instatly | Pinch-off Plier |  | 16.8824
HUB142 | AH-122 | 1/4” , 3/8” , 3/16” , 5/16” | Ratchet Wrench |  | 14.4706
HUB143 | AH-123 | 1/4” , 3/16” , 9/16” , 1/2” | Ratchet Wrench |  | 20.902
HUB144 | AH-208 Plastic | 0 | Inner-Outer Reamer |  | 10.6118
HUB145 | AH-203 | 0 | Capillary Tube Cutter |  | 16.4
HUB146 | AH-207 | 0 | Deburrer |  | 13.9346
HUB147 | AH-303 | 0 | Pick up tools |  | 15.0065
HUB148 | AH-302 | 0 | Ratractable mirror |  | 15.0065
0 | DN-04 | 1/4" | Swivel Double Nut Kit |  | 10.9821
0 | DN-06 | 3/8" |  |  | 10.9821
0 | DN-08 | 1/2" |  |  | 9.3196
0 | DN-10 | 5/8" |  |  | 10.9399
0 | DN-12 | 3/4" |  |  | 21.4287
0 | DN-14 | 7/8" |  |  | 26.4957
HUB149 | AHK-052 | 1/4"(Filter drier) |  |  | 17.5714
HUB150 | AHK-083 | 3/8"(Filter drier) |  |  | 22.7778
HUB150.1 | AHK-052S | 1/4"(Filter drier) |  |  | 15.6055
HUB150.2 | AHK-083S | 3/8"(Filter drier) |  |  | 18.2605
HUB151 | LFRG-500 | (0-500PSI) | REFRIGERATION GAUGE(轴向) |  | 30.4383
HUB152 | LFRG-250 | (0-250PSI) |  |  | 30.4383
HUB153 | SFRG-500B | (0-500PSI) | REFRIGERATION GAUGE(轴向) |  | 33.4821
HUB154 | SFRG-250B | (0-250PSI) |  |  | 33.4821
HUB155 | AH-701 | Flow Capacity Tons:1 | Shell And Coil Condensers |  | 495.4167
HUB156 | AH-702 | Flow Capacity Tons:2 |  |  | 597.9167
HUB157 | AH-703 | Flow Capacity Tons:3 |  |  | 914.6154
HUB158 | AH-705 | Flow Capacity Tons:5 |  |  | 1781.9231

## fitting
WELLER AIR-COND PARTS ENTERPRISE SDN BHD (613386-K)
DATE :5.5.26
ITEM CODE | MODEL | NAME | SIZE | Weight product (g) | PACKING | DEALER CASH (RM) -5% | Product picture
FI001 | 100CP16A | COPPER SOCKET | 5/8 COUPLING | 10.5 |  | 1.7498
FI002 | 100CP19A |  | 3/4 COUPLING | 16.5 |  | 2.7361
| 100CP22A |  | 7/8 COUPLING | 23 |  | 3.7783
FI004 | 100CP28A |  | 1-1/8 COUPLING | 47 |  | 6.3905
FI005 | 100CP35A |  | 1-3/8 COUPLING | 63 |  | 8.6239
FI006 | 100CP42A |  | 1-5/8 COUPLING | 97 |  | 13.2546
FI007 | 100CP54A |  | 2-1/8 COUPLING | 178 |  | 24.31
FI008 | 100CP67A |  | 2-5/8 COUPLING | 260 |  | 36.6539
FI009 | 100CP80A |  | 3-1/8 COUPLING | 400 |  | 58.2592
FI010 | 0 |  | 4-1/8 COUPLING | 880 |  | 127.2186
0 | 102CP06-03 | COPPER REDUCER C X C 异径直接 承插口 | 1/4x1/8 REDUCER | 2.2 |  | 0.92122
FI011 | 102CP10-06 |  | 3/8x1/4 REDUCER | 3.8 |  | 1.0758
FI012 | 102CP13-10 |  | 1/2x3/8 REDUCER | 5.6 |  | 1.2583
0 | 102CP13-06 |  | 1/2x1/4 REDUCER | 5.8 |  | 1.2657
FI013 | 102CP16-13 |  | 5/8x1/2 REDUCER | 10 |  | 1.9124
FI014 | 102CP16-10 |  | 5/8x3/8 REDUCER | 10.5 |  | 1.9411
FI015 | 102CP19-16 |  | 3/4x5/8 REDUCER | 16 |  | 2.8303
FI016 | 102CP19-13 |  | 3/4x1/2 REDUCER | 16 |  | 2.8303
FI017 | 102CP19-10 |  | 3/4x3/8 REDUCER | 16 |  | 2.8303
FI018 | 102CP22-19 |  | 7/8x3/4 REDUCER | 22 |  | 3.9395
FI019 | 102CP22-16 |  | 7/8x5/8 REDUCER | 22 |  | 3.9395
FI020 | 102CP22-13 |  | 7/8x1/2 REDUCER | 22 |  | 3.9395
FI021 | 102CP22-10 |  | 7/8x3/8 REDUCER | 22 |  | 3.9395
FI022 | 102CP28-22 |  | 1-1/8x7/8 REDUCER | 45 |  | 6.3974
FI023 | 102CP28-19 |  | 1-1/8x3/4 REDUCER | 38 |  | 5.983
FI024 | 102CP28-16 |  | 1-1/8x5/8 REDUCER | 38 |  | 5.983
FI025 | 102CP28-13 |  | 1-1/8x1/2 REDUCER | 35 |  | 5.9079
FI026 | 102CP35-28 |  | 1-3/8x1-1/8 REDUCER | 62 |  | 8.9631
FI027 | 102CP35-22 |  | 1-3/8x7/8 REDUCER | 52 |  | 8.4623
FI028 | 0 |  | 1-3/8x3/4 REDUCER | 0 |  | 5.6802
FI028.01 | 102CP35-16 |  | 1-3/8x5/8 REDUCER | 62 |  | 9.3615
FI029 | 102CP42-35 |  | 1-5/8x1-3/8 REDUCER | 90 |  | 13.2387
FI030 | 102CP42-28 |  | 1-5/8x1-1/8 REDUCER | 85 |  | 12.9882
FI031 | 102CP42-22 |  | 1-5/8x7/8 REDUCER | 81 |  | 12.7856
FI032 | 102CP42-16 |  | 1-5/8x5/8 REDUCER | 74 |  | 12.6672
FI033 | 102CP54-42 |  | 2-1/8x1-5/8 REDUCER | 152 |  | 22.8734
FI034 | 102CP54-35 |  | 2-1/8x1-3/8 REDUCER | 150 |  | 22.6412
FI035 | 102CP54-28 |  | 2-1/8x1-1/8 REDUCER | 144 |  | 22.8097
0 | 102CP54-22 |  | 2-1/8x7/8 REDUCER | 140 |  | 22.6298
0 | 102CP54-16 |  | 2-1/8x5/8 REDUCER | 132 |  | 22.5319
FI036 | 102CP67-54 |  | 2-5/8x2-1/8 REDUCER | 285 |  | 41.6284
FI037 | 102CP67-42 |  | 2-5/8x1-5/8 REDUCER | 245 |  | 39.9095
0 | 102CP67-35 |  | 2-5/8x1-3/8 REDUCER | 245 |  | 40.4786
0 | 102CP67-28 |  | 2-5/8x1-1/8 REDUCER | 245 |  | 40.7632
FI038 | 102CP80-67 |  | 3-1/8x2-5/8 REDUCER | 410 |  | 63.6321
FI039 | 102CP80-54 |  | 3-1/8x2-1/8 REDUCER | 375 |  | 61.8791
0 | 102CP80-42 |  | 3-1/8x1-5/8 REDUCER | 352 |  | 61.7698
0 | 102CP80-35 |  | 3-1/8x1-3/8 REDUCER | 352 |  | 61.7698
0 | 102CP92-80 |  | 3-5/8x3-1/8 REDUCER | 600 |  | 91.8624
0 | 102CP92-67 |  | 3-5/8x2-5/8 REDUCER | 600 |  | 93.0007
0 | 102CP92-54 |  | 3-5/8x2-1/8 REDUCER | 450 |  | 88.3336
0 | 102CP105-92 |  | 4-1/8x3-5/8 REDUCER | 900 |  | 138.6473
0 | 102CP105-80 |  | 4-1/8x3-1/8 REDUCER | 900 |  | 138.6473
0 | 102CP105-67 |  | 4-1/8x2-5/8 REDUCER | 900 |  | 140.924
0 | 102CP105-54 |  | 4-1/8x2-1/8 REDUCER | 900 |  | 144.3389
0 | 103EB06A | 90º SHORT BEND ELBOW C X C 90º 短径双扩 (SHORT ELBOW) | 1/4 ELBOW | 3.5 |  | 1.0887
FI046 | 103EB10A |  | 3/8 ELBOW | 6 |  | 1.4906
FI047 | 103EB13A |  | 1/2 ELBOW | 9 |  | 1.9053
FI048 | 103EB16A |  | 5/8 ELBOW | 15.2 |  | 2.5959
FI049 | 103EB19A |  | 3/4 ELBOW | 26 |  | 4.4149
FI050 | 103EB22A |  | 7/8 ELBOW | 34 |  | 4.847
FI051 | 103EB28A |  | 1-1/8 ELBOW | 70 |  | 9.9261
0 | 103EB35A |  | 1-3/8 ELBOW | 102 |  | 14.9165
0 | 103EB42A |  | 1-5/8 ELBOW | 150 |  | 22.5273
0 | 103EB54A |  | 2-1/8 ELBOW | 290 |  | 43.9164
0 | 103EB67A |  | 2-5/8 ELBOW | 500 |  | 74.9014
0 | 103EB80A |  | 3-1/8 ELBOW | 780 |  | 122.4377
0 | 103EB92A |  | 3-5/8 ELBOW | 1250 |  | 196.3602
0 | 103EB105A |  | 4-1/8 ELBOW | 1540 |  | 241.4148
FI055 | 105EB22A | 90º LONG BEND ELBOW C X C 90º 长径双扩 (LONG BEND ELBOW) | 7/8 LONG ELBOW | 52 |  | 7.3467
FI056 | 105EB28A |  | 1-1/8 LONG ELBOW | 98 |  | 13.8829
FI057 | 105EB35A |  | 1-3/8 LONG ELBOW | 165 |  | 23.5974
FI058 | 105EB42A |  | 1-5/8 LONG ELBOW | 245 |  | 36.836
FI059 | 105EB54A |  | 2-1/8 LONG ELBOW | 450 |  | 65.9087
0 | 105EB67A |  | 2-5/8 LONG ELBOW | 680 |  | 105.1352
0 | 105EB80A |  | 3-1/8 LONG ELBOW | 1150 |  | 191.3515
0 | 105EB92A |  | 3-5/8 LONG ELBOW | 1550 |  | 259.6507
0 | 105EB105A |  | 4-1/8 LONG ELBOW | 2325 |  | 389.4761
FI059.1 | 0 | 45º ELBOW C X C 45º 双扩 | 3/8 ELBOW 45º | 0 |  | 1.6228
FI059.2 | 0 |  | 1/2 ELBOW 45º | 0 |  | 2.1104
FI059.3 | 0 |  | 5/8 ELBOW 45º | 0 |  | 3.1366
FI059.4 | 0 |  | 3/4 ELBOW 45º | 0 |  | 3.8575
FI060 | 107EB22A |  | 7/8 ELBOW 45º | 32 |  | 5.524
FI061 | 107EB28A |  | 1-1/8 ELBOW 45º | 56 |  | 8.3803
FI062 | 107EB35A |  | 1-3/8 ELBOW 45º | 91 |  | 13.7532
FI063 | 107EB42A |  | 1-5/8 ELBOW 45º | 138 |  | 20.3486
FI064 | 107EB54A |  | 2-1/8 ELBOW 45º | 248 |  | 36.7632
0 | 107EB67A |  | 2-5/8 ELBOW 45º | 405 |  | 62.9605
0 | 107EB80A |  | 3-1/8 ELBOW 45º | 650 |  | 102.7903
0 | 107EB92A |  | 3-5/8 ELBOW 45º | 1000 |  | 159.3648
0 | 107EB105A |  | 4-1/8 ELBOW 45º | 1150 |  | 190.4409
FI065 | 120PT16A | P-TRAP C X C 沉水管 | 5/8 P-TRAP | 88 |  | 15.6169
FI066 | 120PT19A |  | 3/4 P-TRAP | 130 |  | 25.1589
FI067 | 120PT22A |  | 7/8 P-TRAP | 170 |  | 32.9575
FI068 | 120PT28A |  | 1-1/8 P-TRAP | 285 |  | 52.8636
FI069 | 120PT35A |  | 1-3/8 P-TRAP | 520 |  | 85.4195
FI070 | 120PT42A |  | 1-5/8 P-TRAP | 850 |  | 139.6718
FI071 | 120PT54A |  | 2-1/8 P-TRAP | 1550 |  | 252.8208
FI072 | 109RB10A | RETURN U-BEND C X C 180 U型 (U-BEND) | 3/8 U BEND | 15 |  | 3.1144
FI073 | 109RB13A |  | 1/2 U BEND | 18 |  | 3.6007
FI074 | 109RB16A |  | 5/8 U BEND | 38 |  | 7.3435
FI075 | 109RB19A |  | 3/4 U BEND | 63 |  | 10.7118
FI076 | 109RB22A |  | 7/8 U BEND | 80 |  | 13.3618
FI077 | 109RB28A |  | 1-1/8 U BEND | 150 |  | 27.4439
FI078 | 109RB35A |  | 1-3/8 U BEND | 245 |  | 42.8298
FI079 | 109RB42A |  | 1-5/8 U BEND | 385 |  | 61.7766
FI080 | 109RB54A |  | 2-1/8 U BEND | 620 |  | 100.4453
FI081 | 112ST06A | COPPER TEE C X C X C 三通 | 1/4 Tee | 6.1 |  | 1.7613
0 | 112ST08A |  | 5/16 Tee | 8.5 |  | 2.2914
FI083 | 112ST10A |  | 3/8 Tee | 9 |  | 2.4211
FI084 | 112ST13A |  | 1/2 Tee | 15.8 |  | 3.263
FI085 | 112ST16A |  | 5/8 Tee | 26.5 |  | 4.6484
FI086 | 112ST19A |  | 3/4 Tee | 48 |  | 7.57
FI087 | 112ST22A |  | 7/8 Tee | 65 |  | 10.22
FI088 | 112ST28A |  | 1-1/8 Tee | 121 |  | 17.2364
FI089 | 112ST35A |  | 1-3/8 Tee | 170 |  | 24.7471
FI090 | 112ST42A |  | 1-5/8 Tee | 270 |  | 39.0899
FI091 | 112ST54A |  | 2-1/8 Tee | 475 |  | 69.2098
0 | 112ST67A |  | 2-5/8 Tee | 780 |  | 117.8844
0 | 112ST80A |  | 3-1/8 Tee | 1200 |  | 182.5865
0 | 112ST92A |  | 3-5/8 Tee | 2050 |  | 312.0134
0 | 112ST105A |  | 4-1/8 Tee | 2500 |  | 383.0446
0 | 114ST06-08 | COPPER REDUCER TEE | 1/4X1/4X3/8 Tee | 12.5 |  | 3.9117
0 | 114ST10-12 |  | 3/8X3/8X1/2 Tee | 20 |  | 4.784
FI092 | 113ST10-06 |  | 3/8X3/8X1/4 Tee | 10 |  | 3.4398
FI093 | 113ST12-10 |  | 1/2X1/2X3/8 Tee | 19 |  | 4.083
FI094 | 113ST12-06 |  | 1/2X1/2X1/4 Tee | 19 |  | 4.3625
FI095 | 113ST16-12 |  | 5/8X5/8X1/2 Tee | 22 |  | 4.2973
FI096 | 113ST16-10 |  | 5/8X5/8X3/8 Tee | 22 |  | 4.3904
FI097 | 113ST19-16 |  | 3/4X3/4X5/8 Tee | 40 |  | 7.3328
FI098 | 113ST19-12 |  | 3/4X3/4X1/2 Tee | 40 |  | 7.3328
FI099 | 113ST22-19 |  | 7/8X7/8X3/4 Tee | 60 |  | 10.487
FI100 | 113ST22-16 |  | 7/8X7/8X5/8 Tee | 60 |  | 10.487
FI101 | 113ST22-12 |  | 7/8X7/8X1/2 Tee | 52 |  | 9.8152
FI102 | 113ST28-22 |  | 1-1/8X1-1/8X7/8 Tee | 120 |  | 19.1978
FI103 | 113ST28-19 |  | 1-1/8X1-1/8X3/4 Tee | 115 |  | 18.6172
0 | 113ST28-16 |  | 1-1/8X1-1/8X5/8 Tee | 105 |  | 18.0481
FI105 | 113ST35-28 |  | 1-3/8X1-3/8X1-1/8 Tee | 155 |  | 26.1074
0 | 113ST35-22 |  | 1-3/8X1-3/8X7/8 Tee | 155 |  | 26.1074
FI107 | 113ST42-35 |  | 1-5/8X1-5/8X1-3/8 Tee | 265 |  | 43.7172
0 | 113ST42-28 |  | 1-5/8X1-5/8X1-1/8 Tee | 255 |  | 42.5561
0 | 113ST42-22 |  | 1-5/8X1-5/8X7/8 Tee | 225 |  | 41.1929
FI110 | 113ST54-42 |  | 2-1/8X2-1/8X1-5/8 Tee | 460 |  | 83.0063
FI111 | 113ST54-35 |  | 2-1/8X2-1/8X1-3/8 Tee | 425 |  | 78.9425
0 | 113ST54-28 |  | 2-1/8X2-1/8X1-1/8 Tee | 410 |  | 79.0734
0 | 113ST67-54 |  | 2-5/8X2-5/8X2-1/8 Tee | 720 |  | 139.5865
0 | 113ST67-42 |  | 2-5/8X2-5/8X1-5/8 Tee | 750 |  | 142.5745
0 | 113ST67-35 |  | 2-5/8X2-5/8X1-3/8 Tee | 750 |  | 142.5745
0 | 113ST80-67 |  | 3-1/8X3-1/8X2-5/8 Tee | 1350 |  | 227.607
0 | 113ST80-54 |  | 3-1/8X3-1/8X2-1/8 Tee | 1350 |  | 227.607
FI117.1 | 1115-04 | TUBE STRAPE 2 HOLE | 1/4 Tube Strape | 3.5 |  | 0.82915
FI117.2 | 1115-06 |  | 3/8 Tube Strape | 4 |  | 0.96712
FI117.3 | 1115-08 |  | 1/2 Tube Strape | 4.5 |  | 1.0641
FI117.4 | 1115-10 |  | 5/8 Tube Strape | 5.5 |  | 1.2034
FI117.5 | 1115-12 |  | 3/4 Tube Strape | 6 |  | 1.3141
FI117.6 | 1115-14 |  | 7/8 Tube Strape | 7 |  | 1.59
FI117.7 | 1115-18 |  | 1-1/8 Tube Strape | 9 |  | 1.937
FI117.8 | 1115-22 |  | 1-3/8 Tube Strape | 10 |  | 2.3222
FI117.9 | 1115-26 |  | 1-5/8 Tube Strape | 12 |  | 2.7648
FI117.10 | 1115-34 |  | 2-1/8 Tube Strape | 14.5 |  | 3.318
FI117.11 | 137CP13A | COPPER END CAP | CAP1/2 (L=12mm) | 4 |  | 1.1706
FI117.12 | 137CP16A |  | CAP5/8 (L=14mm) | 7 |  | 1.5806
FI117.13 | 137CP19A |  | CAP3/4 (L=16mm) | 12 |  | 2.6353
FI121 | 137CP22A |  | CAP7/8 (L=6mm) | 0 |  | 3.3127
FI122 | 137CP28A |  | CAP1 1/8 (L=6mm) | 0 |  | 6.9967
FI123 | 137CP35A |  | CAP1 3/8 (L=6mm) | 0 |  | 8.658
FI124 | 137CP42A |  | CAP1 5/8 (L=6mm) | 0 |  | 11.8024
FI125 | 137CP54A |  | CAP2 1/8 (L=13mm) | 0 |  | 22.5797
FI126 | 137CP67A |  | CAP2 5/8 (L=17mm) | 0 |  | 35.776
FI127 | 137CP80A |  | CAP3 1/8 (L=20mm) | 0 |  | 53.2183
FI127.1 | 137CP105A |  | CAP4 1/8 (L=55mm) | 570 |  | 119.0139
FI128 | 132FD35A | Copper strainer | 1" STRAINER C/W SELIGAGEL 35GRAM | 25mm*140mm (1/4x1/8) |  | 7.0809
FI129 | 0 |  | 3/4" STRAINER C/W SELIGAGEL 12GRAM | 19mm*100mm (1/4x1/8) |  | 3.9117
FI130 | 131FT25F |  | 30mm STRAINER C/W SELIGAGEL 50GRAM | 30x165mm (1/4x1/8) |  | 9.2773
FI130.1 | 0 |  | 30mm x 165mm STRAINER C/W SELIGAGEL 50GRAM (3/8"x3/8") | 30x165mm (3/8x3/8) |  | 9.2773
FI130.2 | 0 |  | 1-1/8" COPPER STRAINER C/W SELIGAGEL 50G (1/8"x3/8") | 30x165mm (1/8x3/8) |  | 9.2773
FI131 | YK 5/8*1/2*1/2 | Y TEE | YK 5/8*1/2*1/2 | 0 |  | 9.0155
FI132 | YK 5/8*5/8*5/8 |  | YK 5/8*5/8*5/8 | 0 |  | 10.9279
FI133 | YK 3/4*5/8*5/8 |  | YK 3/4*5/8*5/8 | 0 |  | 11.6109
FI134 | YK 7/8*1/2*1/2 |  | YK 7/8*1/2*1/2 | 0 |  | 11.6109
FI135 | YK 7/8*5/8*5/8 |  | YK 7/8*5/8*5/8 | 0 |  | 12.2939
FI136 | YK 7/8*3/4*3/4 |  | YK 7/8*3/4*3/4 | 0 |  | 15.7088
FI137 | YK 1 1/8*7/8*7/8 |  | YK 1 1/8*7/8*7/8 | 0 |  | 19.8068
FI155 | 301AN1013AB | MALE ADAPTER C X M 外螺纹接头 | 3/8 x 1/2 C x M Adaptor | 36 |  | 9.1091
FI156 | 301AN1313AB |  | 1/2 x 1/2 C x M Adaptor | 36 |  | 8.6189
FI157 | 301AN1619AB |  | 5/8 x 3/4 C x M Adaptor | 59 |  | 14.2282
FI158 | 301AN16AB |  | 5/8 x 1/2 C x M Adaptor | 32 |  | 8.9754
FI159 | 301AN1919AB |  | 3/4 x 3/4 C x M Adaptor | 64 |  | 14.9561
FI160 | 301AN1913AB |  | 3/4 x 1/2 C x M Adaptor | 38 |  | 10.9274
FI161 | 301AN22AB |  | 7/8 x 3/4 C x M Adaptor | 58 |  | 16.6614
FI162 | 301AN2213AB |  | 7/8 x 1/2 C x M Adaptor | 59 |  | 14.555
FI163 | 301AN2819AB |  | 1-1/8 x 3/4 C x M Adaptor | 86 |  | 24.9149
FI164 | 301AN2813AB |  | 1-1/8 x 1/2 C x M Adaptor | 73 |  | 24.5792
FI165 | 301AN28AB |  | 1-1/8 x 1 C x M Adaptor | 104 |  | 25.8746
FI166 | 301AN35AB |  | 1-3/8 x 1-1/4 C x M Adaptor | 150 |  | 42.4172
FI167 | 301AN3525AB |  | 1-3/8 x 1 C x M Adaptor | 127 |  | 34.9896
FI168 | 301AN42AB |  | 1-5/8 x 1-1/2 C x M Adaptor | 209 |  | 53.8288
FI169 | 301AN54AB |  | 2-1/8 x 2 C x M Adaptor | 322 |  | 89.1691
FI169.1 | CS5 | KOREA COPPER SOCKET | 5/8" SOCKET | 0 |  | 3.7579
FI169.2 | CS6 |  | 3/4" SOCKET | 0 |  | 4.3529
FI170 | CS7 |  | 7/8" SOCKET | 0 |  | 5.6797
FI171 | CS8 |  | 1-1/8" SOCKET | 0 |  | 8.0482
FI172 | CS9 |  | 1-3/8" SOCKET | 0 |  | 12.6343
FI173 | CS10 |  | 1-5/8" SOCKET | 0 |  | 17.3555
FI174 | CS11 |  | 2-1/8" SOCKET | 0 |  | 30.6461
FI175 | CS12 |  | 2-5/8" SOCKET | 0 |  | 52.5123
FI176 | CS13 |  | 3-1/8" SOCKET | 0 |  | 84.2054
FI177 | CS14 |  | 4-1/8" SOCKET | 0 |  | 162.9384
FI177.1 | CE3 | KOREA 90º COPPER ELBOW | 3/8" ELBOW | 0 |  | 3.4947
FI177.2 | CE4 |  | 1/2" ELBOW | 0 |  | 3.8486
FI177.3 | CE5 |  | 5/8" ELBOW | 0 |  | 5.5443
FI177.4 | CE6 |  | 3/4" ELBOW | 0 |  | 6.5079
FI178 | CE7 |  | 7/8" ELBOW | 0 |  | 11.6592
FI179 | CE8 |  | 1-1/8" ELBOW | 0 |  | 15.515
FI180 | CE9 |  | 1-3/8" ELBOW | 0 |  | 23.8488
FI181 | CE10 |  | 1-5/8" ELBOW | 0 |  | 41.9548
FI182 | CE11 |  | 2-1/8" ELBOW | 0 |  | 80.8188
FI183 | CE12 |  | 2-5/8" ELBOW | 0 |  | 145.8573
FI184 | CE13 |  | 3-1/8" ELBOW | 0 |  | 232.0926
FI185 | CE14 |  | 4-1/8" ELBOW | 0 |  | 502.8087
0 | CE14 | KOREA 45º COPPER ELBOW | 7/8" ELBOW * 45º | 0 |  | 11.8259
0 | CE15 |  | 1-1/8" ELBOW * 45º | 0 |  | 15.7483
0 | CE16 |  | 1-3/8" ELBOW * 45º | 0 |  | 24.2122
0 | CE17 |  | 1-5/8" ELBOW * 45º | 0 |  | 42.6147
0 | CE18 |  | 2-1/8" ELBOW * 45º | 0 |  | 82.0738
0 | CE19 |  | 2-5/8" ELBOW * 45º | 0 |  | 148.1191
0 | CE20 |  | 3-1/8" ELBOW * 45º | 0 |  | 235.6929
0 | 0 |  | 4-1/8" ELBOW * 45º | 0 |  | 527.9498
FI185.1 | 102CP10-06 | KOREA COPPER REDUCER | 3/8x1/4 REDUCER | 0 |  | 3.2721
FI186 | 102CP13-10 |  | 1/2x3/8 REDUCER | 0 |  | 3.4029
FI187 | 102CP13-06 |  | 1/2x1/4 REDUCER | 0 |  | 3.3796
FI188 | 102CP16-13 |  | 5/8x1/2 REDUCER | 0 |  | 4.3332
FI189 | 102CP16-10 |  | 5/8x3/8 REDUCER | 0 |  | 4.3332
FI190 | 102CP19-16 |  | 3/4x5/8 REDUCER | 0 |  | 5.227
FI191 | 102CP19-13 |  | 3/4x1/2 REDUCER | 0 |  | 5.4471
FI193 | 102CP22-19 |  | 7/8x3/4 REDUCER | 0 |  | 7.0506
FI194 | 102CP22-16 |  | 7/8x5/8 REDUCER | 0 |  | 7.0506
FI195 | 102CP22-13 |  | 7/8x1/2 REDUCER | 0 |  | 7.0016
FI197 | 102CP28-22 |  | 1-1/8x7/8 REDUCER | 0 |  | 9.2723
FI198 | 102CP28-19 |  | 1-1/8x3/4 REDUCER | 0 |  | 9.2723
FI199 | 102CP28-16 |  | 1-1/8x5/8 REDUCER | 0 |  | 9.2723
FI200 | 102CP28-13 |  | 1-1/8x1/2 REDUCER | 0 |  | 8.8792
FI201 | 102CP35-28 |  | 1-3/8x1-1/8 REDUCER | 0 |  | 16.4943
FI202 | 102CP35-22 |  | 1-3/8x7/8 REDUCER | 0 |  | 16.4943
FI202.1 | 0 |  | 1-3/8x3/4 REDUCER | 0 |  | 15.7937
FI203 | 102CP35-16 |  | 1-3/8x5/8 REDUCER | 0 |  | 15.7937
FI204 | 102CP42-35 |  | 1-5/8x1-3/8 REDUCER | 0 |  | 22.4106
FI205 | 102CP42-28 |  | 1-5/8x1-1/8 REDUCER | 0 |  | 22.4106
FI206 | 102CP42-22 |  | 1-5/8x7/8 REDUCER | 0 |  | 22.2616
FI208 | 102CP54-42 |  | 2-1/8x1-5/8 REDUCER | 0 |  | 48.9727
FI209 | 102CP54-35 |  | 2-1/8x1-3/8 REDUCER | 0 |  | 48.6524
FI210 | 102CP54-28 |  | 2-1/8x1-1/8 REDUCER | 0 |  | 48.6524
FI211 | 102CP54-22 |  | 2-1/8x7/8 REDUCER | 0 |  | 48.6524
FI213 | 102CP67-54 |  | 2-5/8x2-1/8 REDUCER | 0 |  | 66.7216
FI214 | 102CP67-42 |  | 2-5/8x1-5/8 REDUCER | 0 |  | 66.7216
FI217 | 102CP80-67 |  | 3-1/8x2-5/8 REDUCER | 0 |  | 100.975
FI218 | 102CP80-54 |  | 3-1/8x2-1/8 REDUCER | 0 |  | 96.6962
FI222 | 102CP105-80 |  | 4-1/8x3-1/8 REDUCER | 0 |  | 206.9473
FI223 | 102CP105-67 |  | 4-1/8x2-5/8 REDUCER | 0 |  | 206.9473
FI224.1 | CTE1 | KOREA COPPER TEE | 1/4" TEE | 0 |  | 7.4323
FI224.2 | CTE2 |  | 3/8" TEE | 0 |  | 7.9806
FI224.3 | CTE3 |  | 1/2" TEE | 0 |  | 8.3309
FI224.4 | CTE4 |  | 5/8" TEE | 0 |  | 9.5645
FI225 | CTE5 |  | 3/4" TEE | 0 |  | 12.8847
FI226 | CTE6 |  | 7/8" TEE | 0 |  | 16.4638
FI227 | CTE7 |  | 1-1/8" TEE | 0 |  | 30.3058
FI228 | CTE8 |  | 1-3/8" TEE | 0 |  | 43.7705
FI229 | CTE9 |  | 1-5/8" TEE | 0 |  | 61.2404
FI230 | CTE10 |  | 2-1/8" TEE | 0 |  | 104.7186
FI231 | CTE11 |  | 2-5/8" TEE | 0 |  | 171.2669
FI232 | CTE12 |  | 3-1/8" TEE | 0 |  | 314.2589
FI232.1 | 0 |  | 4-1/8" TEE | 0 |  | 572.547
FI233 | 0 |  | 7/8X7/8X5/8 Tee | 0 |  | 18.9016
FI234 | 0 |  | 1-1/8X1-1/8X7/8 Tee | 0 |  | 33.3353
FI235 | 0 |  | 1-1/8X1-1/8X3/4 Tee | 0 |  | 33.3353
FI236 | 0 |  | 1-1/8X1-1/8X5/8 Tee | 0 |  | 33.3353
FI237 | 0 |  | 1-3/8X1-3/8X1-1/8 Tee | 0 |  | 48.1465
FI238 | 0 |  | 1-3/8X1-3/8X7/8 Tee | 0 |  | 48.1465
FI239 | 0 |  | 1-5/8X1-5/8X1-3/8 Tee | 0 |  | 70.3428
FI240 | 0 |  | 1-5/8X1-5/8X1-1/8 Tee | 0 |  | 69.8818
FI241 | 0 |  | 1-5/8X1-5/8X7/8 Tee | 0 |  | 70.3428
FI242 | 0 |  | 2-1/8X2-1/8X1-5/8 Tee | 0 |  | 115.1946
FI243 | 0 |  | 2-1/8X2-1/8X1-3/8 Tee | 0 |  | 114.4387
FI244 | 0 |  | 2-1/8X2-1/8X1-1/8 Tee | 0 |  | 114.4387
FI245 | 0 |  | 2-5/8X2-5/8X2-1/8 Tee | 0 |  | 188.3935
FI246 | 0 |  | 2-5/8X2-5/8X1-5/8 Tee | 0 |  | 188.3935
FI247 | 0 |  | 2-5/8X2-5/8X1-3/8 Tee | 0 |  | 187.1481
FI248 | 0 |  | 3-1/8X3-1/8X2-5/8 Tee | 0 |  | 358.6097
FI249 | 0 |  | 3-1/8X3-1/8X2-1/8 Tee | 0 |  | 358.6097
FI250 | 0 |  | 4-1/8X4-1/8X3-1/8 Tee | 0 |  | 629.7972
FI251 | 0 |  | 4-1/8X4-1/8X2-5/8 Tee | 0 |  | 629.7972
FI252 | 0 |  | 4-1/8X4-1/8X2-1/8 Tee | 0 |  | 629.7972
*PLEASE EMAIL OR FAX OVER THE BANK IN SLIP
BANK ACC :HONG LEONG BANK BHD 36600016285 , PUBLIC BANK BHD 3119617816
BENEFICIARY :WELLER AIR-COND PARTS ENTERPRICE SDN BHD