## C.tower parts
DATE :28.9.26
ITEM CODE | Name | Model | Spec | unit | (RM) | Picture
CTP001 | ABS Sprinkler head | 8T-10T | 1.5"(4 Blades) | PC | 47.3413
CTP002 |  | 15T-20T | 2"(4 Blades) | PC | 56.8096
CTP003 |  | 15T-20T | 2"(6 Blades) | PC | 66.2778
CTP004 |  | Liang Chi | 2.5"(4 Blades) | PC | 97.3878
CTP005 |  | 25T-50T | 3"(4 Blades) | PC | 75.7461
CTP006 |  | 25T-50T | 3"(6 Blades) | PC | 85.2144
CTP007 |  | 60T-80T | 4"(4 Blades) | PC | 157.8044
CTP008 |  | 60T-80T | 4"(6 Blades) | PC | 170.4287
CTP009 |  | 100T-125T5"4吼 | 5"(4 Blades) | PC | 285.671
CTP010 | Standard ABS fan | 8T | 55CM(Dia) | PC | 108.2087
CTP011 |  | 10T-15T | 63.5CM(Dia) | PC | 104.1509
CTP012 |  | 20T | 77CM(Dia) | PC | 104.1509
CTP013 |  | 25T-30T | 77CM(Dia) | PC | 108.2087
CTP014 |  | 40T-50T | 93CM(Dia) | PC | 108.2087
CTP015 |  | 60T-80T | 118CM(Dia) | PC | 216.4174
CTP016 | Low noise ABS fan | 8T-10T | 58CM(Dia) | PC | 180.3479
CTP017 |  | 15T-25T | 76CM(Dia) | PC | 216.4174
CTP018 |  | 30T-50T | 88.4CM(Dia) | PC | 234.4522
CTP019 |  | 60T | 98CM(Dia) | SET | 400.3722
CTP020 |  | 70T | 118CM(Dia) | SET | 452.6731
CTP021 | Center hoop | 8T-20T | 2"(3 Blades) | SET | 27.0522
CTP022 |  | 25T-40T | 3"(6 Blades) | SET | 54.1044
CTP023 |  | 50T | 3"(8 Blades) | PC | 63.1217
CTP024 |  | 60T-80T | 4"(8 Blades) | PC | 72.1391
CTP025 | Liang Chi ABS fan | 15T-25T | 64CM(Dia) | pc | 142.8355
CTP026 |  | 30T-50T | 76CM(Dia) | pc | 168.8056
CTP026.1 | ABS strut | 8T-20T | 23cm(Height) | pc | 27.0522
CTP026.2 |  | 25T-50T | 30cm(Height) | pc | 36.0696
CTP026.3 |  |  | 34cm(Height) | set | 36.0696
CTP026.4 |  | 60T-80T | 40cm(Height) | set | 54.1044
CTP026.5 | Waterproof net | 8T-10T | 1.5" | set | 21.6417
CTP026.6 |  | 15T-20T | 2" | set | 21.6417
CTP026.7 |  | 25T-50T | 3" | pc | 21.6417
CTP026.8 |  | 60T-80T | 4" | pc | 27.0522
CTP026.9 | High temp resisant socket | 8T-50T | 0.5" | pc | 18.0348
CTP026.10 |  | 60T-80T | 0.75" | pc | 21.6417
CTP026.11 |  | 8T-80T | 1" | pc | 27.0522
CTP026.12 |  | 8T-10T | 1.5" | pc | 27.0522
CTP026.13 |  | 15T-20T | 2" | pc | 32.4626
CTP026.14 |  | 25T-50T | 3" | set | 54.1044
CTP026.15 |  | 60T-80T | 4" | set | 72.1391
CTP026.16 | Distributor pipe | 8T-10T | 0.5"*32 | set | 36.0696
CTP026.17 |  | 15T-20T | 0.75"*43 | set | 68.5322
CTP026.18 |  | 25T | 1.5"*51、52 | set | 86.567
CTP026.19 |  | 30T-40T | 1.5"*63 | set | 108.2087
CTP026.20 |  | 50T | 1.5"*75 | set | 117.2261
CTP026.21 |  | 60T-80T | 1.5"85 | set | 162.3131
CTP026.22 |  | 25T-40T | 1.2"*65 | pc | 144.2783
CTP026.23 |  | 50T | 1.2"*75 | pc | 153.2957
CTP026.24 | INFILL COOLING TOWER (PER KG) 240mm high |  |  | pc | 25.2487
CTP026.46 | INFILL COOLING TOWER (PER KG) 340mm high |  |  |  | 20.199
CTP026.25 | Air inlet mesh 1m*1.6m |  | 2m*1.2m | pc | 56.8096
CTP026.26 | Alum. alloy Fan blade (6pcs) |  | 1.5M(Dia) | pc | 1090.7438
CTP026.27 |  |  | 1.8M(Dia) | pc | 1451.9945
CTP026.28 |  |  | 2M(Dia) | pc | 2315.5
CTP026.29 | Alum. alloy Fan blade (4pcs) |  | 1.2M(Dia) Adjustable | pc | 477.7831
CTP026.30 |  |  | 1.2M(Dia) | pc | 607.1341
CTP026.31 |  |  | 1.5M(Dia) | pc | 664.002
CTP026.32 |  |  | 1.8M(Dia) | pc | 998.6832
CTP026.33 |  |  | 2M(Dia) | pc | 1376.2484
CTP026.34 |  |  | 2.1M(Dia) | pc | 1442.6719
CTP026.35 |  |  | 2.4M(Dia) | pc | 2433.1978
CTP026.36 |  |  | 2.8M(Dia) | pc | 2852.7146
CTP026.37 |  |  | 3M(Dia) | pc | 3036.8359
CTP026.38 |  |  | 3.2M(Dia) | pc | 3473.8326
CTP026.39 |  |  | 3.4M(Dia) | pc | 4882.7101
CTP026.40 |  |  | 3.7M(Dia) | pc | 5537.6225
CTP026.41 |  |  | 4.2M(Dia) | pc | 6292.7528
CTP026.42 |  |  | 4.6M(Dia) | pc | 10907.4383
CTP026.43 |  |  | 5M(Dia) | pc | 11243.0518
CTP026.44 | Wing blade | 270mm Blade Width | 1008/米 | pc | 1594.1641
CTP026.45 |  | 380mm Blade Width | 1224/米 | pc | 1706.0352
CTP027 | Aluminium Alloy Sprinkler Head |  | 3"(4 Blades) | pc | 137.7202
CTP028 |  |  | 4"(4 Blades) | pc | 275.4404
CTP029 |  |  | 5"(4 Blades) | pc | 302.9844
CTP030 |  |  | 6"(4 Blades) | pc | 315.6087
CTP031 |  |  | 8"(6 Blades) | pc | 504.974
CTP032 |  |  | 10"(8 Blades) | pc | 1073.0697
CTP033 |  |  | 12"(10 Blades) | pc | 2214.1167
CTP034 | COOLING TOWER FAN MOTOR | Y8006 | 0.18KW | 500mm/560mm | 584.5817
CTP035 |  | Y8026 | 0.37KW | 760mm | 657.6544
CTP036 |  | Y8036 | 0.55KW | 760mm | 803.7998
CTP037 |  | Y90S-6P | 0.75KW-6P | 760mm | 949.9452
CTP038 |  | Y100-6P | 1.5KW-6P | 860mm | 1461.4541
CTP039 |  | Y112-8P | 1.5KW-8P | 1000mm/1200mm | 1899.8904
CTP040 |  | Y132-8P | 2.2KW-8P | - | 2484.472
CTP041 |  | Y112-4P | 4KW-4P | 1800mm | 3123.8582
CTP042 |  | Y132-4P | 5.5KW-4P | 1800mm | 3653.6354
CTP043 |  | Y160-12P | 4KW-12P | 1800mm | 4567.0442
CTP044 |  | Y160-12P | 5.5KW-12P | 1800mm-2000mm | 6393.8619
CTP045 |  | Y180-16 | 4KW-16P | - | 8403.3613
CTP046 |  | Y132-6P | 4KW-6P | - | ~
CTP047 |  | Y132-6P | 5.5KW-6P | 2000mm-2400mm | ~
CTP048 |  | Y160-6P | 7.5KW-6P | 3000mm | ~
CTP049 |  | Y160-6P | 11KW-6P | 3000mm-3400mm | ~
CTP050 |  | Y180-6P | 15KW-6P | 3400mm-3700mm | ~
CTP051 |  | Y200-6P | 18.5KW-6P | 4000mm-4200mm | ~
CTP052 |  | Y132-4P | 7.5KW-4P | 2400mm | ~
CTP053 |  | Y225-6P | 22KW-6P | 4200mm-4600mm | ~
CTP054 |  | Y132-12P | 2.2KW-12P | 1500mm | ~
CTP055 |  | Y132-12P | 1.5KW-12P | 1300mm-1500mm | ~
CTP056 |  | Y112-12P | 1.1KW-12P | 1200mm | ~
CTP057 |  | Y100-8P | 0.75KW-8P | 900mm | ~
PRICE VALID : For intend order only and ex-factory at K.L price
*PRICE WILL BE CHANGE ON THE FINAL PAYMENT DUE TO THE CURRENCY RATE
*PLEASE EMAIL OR FAX OVER THE BANK IN SLIP
BANK ACC :HONG LEONG BANK BHD 36600016285 , PUBLIC BANK BHD 3119617816
BENEFICIARY :WELLER AIR-COND PARTS ENTERPRICE SDN BHD
Generated by computer

## COOLING TOWER
DATE :28.9.26
ITEM CODE | Model | Water flow rate(m3/h) |  | Tower Dimension (mm) | Motor (kw) | Fan Diameter (mm) | Air Flow Rate (m3/h) | WEIGHT |  | Standard model
|  | 27'C | 28'C | Standard&Low noise |  |  |  | Standard model |  | (RM)
|  |  |  | Diameter Do |  |  |  | DRY | WET
COT001 | WT-8 | 6.4 | 5.6 | 930 | 0.18 | 584 | 4200 | 51 | 120 | 1397.5155
COT002 | WT-10 | 8 | 7 | 930 | 0.18 | 584 | 5100 | 55 | 137 | 1677.0186
COT003 | WT-15 | 12 | 11 | 1175 | 0.37 | 760 | 8400 | 80 | 215 | 2236.0248
COT004 | WT-20 | 16 | 14 | 1375 | 0.37 | 760 | 10800 | 102 | 260 | 2445.6522
COT005 | WT-25 | 20 | 18 | 1375 | 0.55 | 760 | 13200 | 110 | 325 | 3214.2857
COT006 | WT-30 | 24 | 21 | 1615 | 0.75 | 884 | 14400 | 150 | 355 | 3563.6646
COT007 | WT-40 | 32 | 28 | 1780 | 0.75 | 884 | 17400 | 165 | 405 | 3913.0435
COT008 | WT-50 | 40 | 35 | 1870 | 1.1 | 884 | 19200 | 200 | 500 | 5170.8075
COT009 | WT-60 | 48 | 42 | 1870 | 1.5 | 1184 | 24600 | 250 | 560 | 6568.323
COT010 | WT-80 | 64 | 56 | 2100 | 1.5 | 1184 | 26400 | 430 | 790 | 7127.3292
COT011 | WT-100 | 80 | 70 | 2965 | 2.2 | 1470 | 36600 | 510 | 1340 | 12298.1366
0 | WT-125 | 100 | 88 | 2965 | 2.2 | 1470 | 43200 | 620 | 1480 | 11961.0888
0 | WT-150 | 120 | 105 | 3320 | 4 | 1780 | 56400 | 780 | 1860 | 13317.5009
0 | WT-175 | 140 | 123 | 3320 | 4 | 1780 | 68400 | 870 | 1950 | ~
0 | WT-200 | 160 | 140 | 3700 | 4 | 1780 | 74400 | 1330 | 3035 | ~
0 | WT-225 | 180 | 158 | 4410 | 4 | 1780 | 74400 | 1450 | 3155 | ~
0 | WT-250 | 200 | 175 | 4410 | 5.5 | 2360 | 103800 | 1475 | 3180 | ~
0 | WT-300 | 240 | 211 | 4410 | 5.5 | 2360 | 114000 | 1750 | 3460 | ~
0 | WT-350 | [8 empty] | ~
0 | WT-400 | [8 empty] | ~
0 | WT-500 | [8 empty] | ~
PRICE VALID : For intend order only and ex-factory at K.L price
*PRICE WILL BE CHANGE ON THE FINAL PAYMENT DUE TO THE CURRENCY RATE
*PLEASE EMAIL OR FAX OVER THE BANK IN SLIP
BANK ACC :HONG LEONG BANK BHD 36600016285 , PUBLIC BANK BHD 3119617816
BENEFICIARY :WELLER AIR-COND PARTS ENTERPRICE SDN BHD
COMPUTER PRINT GENERATE ONLY

## HEATER
PRICE WILL UPDATE OR CHANGE EVERYWEEK DUE TO THE DATE
DATE :28.9.26
ITEM CODE | MODEL | APPLICATION | Size (Meter) | (RM) | Picture
HEA001 | 70" usa straight heater | USA straight heater (220v-240v) | 1.68 | 89.6229
HEA002 | 90" usa straight heater |  | 2.29 | 105.8048
HEA003 | 138" usa straight heater |  | 3.5 | 143.1477
HEA004 | 47" USA Blower heater | USA Unit blower heater (220v-240v) | 1.2 | 67.9348 |  | cl301,cl401,ce301
HEA005 | 55" USA Blower heater |  | 1.4 | 70.1685 |  | cle301,cle401
HEA006 | 63" USA Blower heater |  | 1.6 | 81.7416
HEA007 | 71" USA Blower heater |  | 1.8 | 88.7311
HEA008 | 79" USA Blower heater |  | 2 | 97.6043 |  | cl302,nt501
HEA009 | 87" USA Blower heater |  | 2.2 | 106.4774 |  | cle302,nte501
HEA010 | 94" USA Blower heater |  | 2.4 | 115.3505 |  | cl402,ce302,cle402
HEA011 | 102" USA Blower heater |  | 2.6 | 124.2236
HEA012 | 110" USA Blower heater |  | 2.8 | 133.0967 |  | cl303
HEA013 | 118" USA Blower heater |  | 3 | 141.9698 |  | cle303
HEA014 | 125" USA Blower heater |  | 3.2 | 150.8429
HEA015 | 133" USA Blower heater |  | 3.4 | 155.5818 |  | cl403,nt502,ce303
HEA016 | 142" USA Blower heater |  | 3.6 | 168.5892 |  | cle403,nte502
HEA017 | 149" USA Blower heater |  | 3.8 | 176.8831
HEA018 | 157" USA Blower heater |  | 4 | 181.9878
HEA019 | 164" USA Blower heater |  | 4.2 | 195.2085 |  | cl404,nt632
HEA020 | 174" USA Blower heater |  | 4.4 | 204.0816
HEA021 | 181" USA Blower heater |  | 4.6 | 204.839 |  | cle404
HEA022 | 189" USA Blower heater |  | 4.8 | 213.4515 |  | nte802
HEA023 | 196" USA Blower heater |  | 5 | 226.0212 |  | nt503
HEA024 | 204" USA Blower heater |  | 5.2 | 239.5741
HEA025 | 213" USA Blower heater |  | 5.4 | 248.4472 |  | cl405,nte503
HEA026 | 219" USA Blower heater |  | 5.6 | 257.3203
HEA027 | 228" USA Blower heater |  | 5.8 | 257.4701
HEA028 | 236" USA Blower heater |  | 6 | 275.0665
HEA029 | 243" USA Blower heater |  | 6.2 | 283.9397
HEA030 | 251" USA Blower heater |  | 6.4 | 292.8128 |  | nt504,nt633
HEA031 | 258" USA Blower heater |  | 6.6 | 301.6859
HEA032 | 266" USA Blower heater |  | 6.8 | 310.559 |  | nte504
HEA033 | 279" USA Blower heater |  | 7.1 | 325.3475 |  | nte803
HEA033.1 | 180" heater (NT632)3ph | 3ph blower heater | 4.57 | 201.8634
HEA033.2 | 212" heater (NT503)3ph |  | 5.38 | 226.2644
HEA033.3 | 260" heater (NT504,NT633)3ph |  | 6.6 | 277.2848
HEA034 | SF-CD (5.5m/220w/240v) USA | Coldroom door heater USA | 5.5m | 40.5628
HEA035 | SF-CD (5.67m/220w/240v) USA |  | 5.67 | 50.7035
HEA036 | SF-CD (6m/240w/240v) USA |  | 6 | 53.2387
HEA037 | SF-CD (7m/280w/240v) USA |  | 7 | 60.8442
HEA038 | SF-CD (8.5m/340w/240v) USA |  | 8.5 | 73.5201
HEA039 | SF-CD (11m/440w/240v) USA |  | 11 | 96.3367
HEA039.01 | DH-5.5m/220w/240v door heater | Door heater braided 120c | 5.5m/0.82a | 29.4543
HEA039.02 | DH-5.67m/220w/240v door heater |  | 5.67/0.97a | 29.4543
HEA039.03 | DH-6m/220w/240v door heater |  | 6/0.97a | 32.0155
HEA039.04 | DH-6.3m/220w/240v door heater |  | 6/1.02a | 34.5767
HEA039.05 | DH-7m/220w/240v door heater |  | 7/1.17a | 38.4186
HEA039.06 | DH-8.5m/220w/240v door heater |  | 8.5/1.35a | 47.2844
HEA039.07 | DH-11m/220w/240v door heater |  | 11/1.65a | 58.9085
HEA039.08 | DHR-J-S door heater 8mm x 100m(65c~105c) | (40w 65c~105c, 0.5amp) | 100m | 679.089
HEA039.09 | DHS-J-S door heater 10mm x 100m(65c~105c)S/steel braider |  | 100m | 993.7888
HEA039.7 | SF-DP (5m/200w/240v) USA |  | 5 | 45.8076
HEA040.01 | DP (0.5m/20w/240v) USA | Drain pipe heater | 0.5 | 19.3237
HEA040 | DP (1m/40w/240v) USA |  | 1 | 20.7039
HEA040.1 | DP (1.5m/60w/240v) USA |  | 1.5 | 23.4645
HEA041 | DP (2m/80w/240v) USA |  | 2 | 26.225
HEA041.1 | DP (2.5m/100w/240v) USA |  | 2.5 | 31.746
HEA042 | DP (3m/120w/240v) USA |  | 3 | 37.2671
HEA042.1 | DP (3.5m/140w/240v) USA |  | 3.5 | 37.8586
HEA042.2 | DP (4m/160w/240v) USA |  | 4 | 59.1541
HEA042.3 | DP (4.5m/180w/240v) USA |  | 4.5 | 66.2526
HEA043 | DP (5m/200w/240v) USA |  | 5 | 53.2387
HEA043.01 | DP (5.5m/200w/240v) USA |  | 5.5 | 61.5203
HEA043.1 | DP (6m/240w/240v) USA |  | 6 | 63.8864
HEA043.2 | DP (6.5m/260w/240v) USA |  | 6.5 | 75.7172
HEA043.3 | DP (7m/280w/240v) USA |  | 7 | 80.4496
HEA043.4 | DP (7.5m/300w/240v) USA |  | 7.5 | 82.8157
HEA043.5 | DP (8m/320w/240v) USA |  | 8 | 85.1819
HEA044 | DP (100m/50w/240v) USA | Floor defrost heater | 100 | 1330.3733
HEA046 | SIEMEN Temperature controller C/W terminal box F2000 | ~35c - 40c cut off temperature |  | 31.2003
HEA047 | Drain pan heater (230v,125w) | 180c (0.9~0.09amp) |  | 83.5117
HEA048 | Crankcase heater 52cm 35W | ZB15-29 |  | 49.6894
HEA049 | Crankcase heater 57cm 40W | ZB38-48, ZFI23-39 |  | 49.6894
HEA050 | Crankcase heater 72cm 60W | ZB58-114, ZFI50-81 |  | 53.2387
HEA051 | Crankcase heater 102cm 70W | ZB130-220, ZFI96-140 |  | 60.3372
HEA051.03 | Crankcase heater 159cm 220W (500mm) | fan guard heater 500mm |  | 88.7311
HEA051.04 | Crankcase heater 200cm 270W (630mm) | fan guard heater 630mm |  | 97.6043
HEA051.05 | Crankcase heater 252cm 300W (800mm) | fan guard heater 800mm |  | 106.4774
PRICE VALID : For intend order only and ex-factory at K.L price
*PRICE WILL BE CHANGE ON THE FINAL PAYMENT DUE TO THE CURRENCY RATE
*PLEASE EMAIL OR FAX OVER THE BANK IN SLIP
BANK ACC :HONG LEONG BANK BHD 36600016285 , PUBLIC BANK BHD 3119617816
BENEFICIARY :WELLER AIR-COND PARTS ENTERPRICE SDN BHD
Generated by computer
FRIO DRAIN LINE HEATER (1m/40w/230v)
FRIO DRAIN LINE HEATER (2m/80w/230v)
FRIO DRAIN LINE HEATER (3m/120w/230v)
FRIO DRAIN LINE HEATER (5m/200w/230v)
FRIO coldroom door heater c/w metal braiding (5.67m/170w/230v)
FRIO coldroom door heater c/w metal braiding (6m/180w/230v)
FRIO coldroom door heater c/w metal braiding (7m/210w/230v)
FRIO coldroom door heater c/w metal braiding (7.5m/225w/230v)
FRIO coldroom door heater c/w metal braiding (8.5m/255w/230v)
FRIO coldroom door heater c/w metal braiding (10.5m/315w/230v)
FRIO coldroom door heater c/w metal braiding (11m/330w/230v)

## AC PARTS
DATE :28.9.26
ITEM CODE | AIR-COND PARTS | packing | (RM)
AC001 | 1 UF FAN CAPACITOR |  | 1.8634
AC002 | 1.2 UF FAN CAPACITOR |  | 1.9048
AC003 | 1.5 UF FAN CAPACITOR |  | 2.1118
AC004 | 1.75 UF FAN CAPACITOR |  | 2.1808
AC005 | 2 UF FAN CAPACITOR |  | 2.236
AC006 | 2.5 UF FAN CAPACITOR |  | 2.3879
AC007 | 3 UF FAN CAPACITOR |  | 2.5259
AC008 | 3.5 UF FAN CAPACITOR |  | 2.6501
AC009 | 4 UF FAN CAPACITOR |  | 2.7329
AC010 | 4.5 UF FAN CAPACITOR |  | 2.8709
AC010.1 | 5 UF FAN CAPACITOR |  | 3.0366
AC010.2 | 6 UF FAN CAPACITOR |  | 3.216
AC010.3 | 7.5 UF FAN CAPACITOR |  | 3.5887
AC011 | 5 UF RUNNING CAPACITOR |  | 6.4458
AC012 | 7.5 UF RUNNING CAPACITOR |  | 6.9979
AC013 | 10 UF RUNNING CAPACITOR |  | 6.9703
AC014 | 12.5 UF RUNNING CAPACITOR |  | 7.9503
AC015 | 15 UF RUNNING CAPACITOR |  | 7.6605
AC016 | 20 UF RUNNING CAPACITOR |  | 9.6066
AC017 | 25 UF RUNNING CAPACITOR |  | 10.7798
AC018 | 30 UF RUNNING CAPACITOR |  | 11.5114
AC019 | 35 UF RUNNING CAPACITOR |  | 10.5314
AC020 | 40 UF RUNNING CAPACITOR |  | 11.1387
AC021 | 45 UF RUNNING CAPACITOR |  | 12.3395
AC021.1 | 50 UF RUNNING CAPACITOR |  | 14.9068
AC021.2 | 60 UF RUNNING CAPACITOR |  | 17.6121
AC021.3 | 36-53 UF STARTING CAPACITOR |  | 8.2816
AC022 | 53-64 UF STARTING CAPACITOR |  | 9.6618
AC023 | 66-77 UF STARTING CAPACITOR |  | 11.5597
AC024 | 72-86 UF STARTING CAPACITOR |  | 12.0773
AC025 | 88-108 UF STARTING CAPACITOR |  | 12.8167
AC026 | 108-130 UF STARTING CAPACITOR |  | 13.0139
AC026.1 | 124-149UF STARTING CAPACITOR |  | 15.5141
AC026.2 | 130-156 UF STARTING CAPACITOR |  | 15.9567
AC027 | TERMINAL WIRE YL3HP |  | 14.9068
AC030.1 | QD61(E)/AUTO universal (2-3hp floor stand ac) |  | 75.9144
AC031 | QD-U08PGC(E) universal (1-3hp split type c/w indicator) |  | 46.3374
AC032 | THERMOSTAT ( SIEMENS ) 711 |  | 10.9271
AC032.1 | ATB - 132 THEMOSTAT |  | 10.7074
AC032.2 | ATB - 133 THEMOSTAT |  | 10.7074
AC032.3 | ATB - 134 THEMOSTAT |  | 10.7074
AC033 | Drain Pipe Fitting 3/4"( aluminium) |  | 0
AC034 | Dunlop Cork Tape |  | 19.6923
AC035 | Drain Pipe Fitting( aluminium) 1" |  | 24.0096
AC036 | Drain Pipe Fitting(aluminium) 2" |  | 35.4925
AC037 | HLR3800-6M4D STARTER RELAY |  | 41.4079
AC038 | COIL CLEANER 4LITRES |  | 13.3333
AC039 | COIL CLEANER 25LITRES |  | 64.6154
AC040 | SOLVENT DEGRESER 4KGS |  | 46.25
AC040.01 | Air Cond System Flushing Set |  | 86.9565
AC041 | LEAK LOCK DY-340 (50g) |  | 15.1829
AC041.01 | TRU BLUE 50g |  | 40
AC041.02 | K-704 WHITE 45G KAFUTER SILICONE ADHESIVE |  | 7.5604
AC042 | OIL PRESSURE GAUGE BRACKET 3HOLE |  | 26.7933
AC043 | OIL PRESSURE GAUGE BRACKET 2HOLE (big) |  | 18.2682
AC044 | OIL PRESSURE GAUGE BRACKET 2HOLE (small) |  | 15.8324
AC045 | HI /LO PRESSURE CONTROL HLP830E DUAL AUTO |  | 53.9614
AC046 | HI /LO PRESSURE CONTROL HLP830HLME DUAL MANUAL |  | 53.9614
AC047 | HI / LO PRESSURE CONTROL HLP830HME AUTO/MANUAL |  | 53.9614
AC048 | LOW PRESSURE CONTROL P506ME MANUAL RESET |  | 35.9743
AC049 | LOW PRESSURE CONTROL P506E AUTO RESET |  | 35.9743
AC050 | HI PRESSURE CONTROL P30ME MANUAL RESET |  | 35.9743
AC051 | HI PRESSURE CONTROL P30DE AUTO RESET |  | 35.9743
AC052 | OIL PRESSURE CONTROL HLD35T |  | 112.8443
AC053 | OIL PRESSURE CONTROL HLD502 |  | 74.7212
AC054 | HI-LO PRESSURE BRACKET |  | 2.9229
AC055 | FLOW SWITCH HLS1001 |  | 86.5394
AC056 | FLOW SWITCH HLS68 (MG1068) |  | 114.6679
AC057 | 052 OIL FILTER |  | 16.3008
AC058 | 163 OIL FILTER |  | 17.9871
AC059 | COOLING TOWER DESCALER 25KG |  | 121.4286
AC060 | COOLING TOWER WATER CONDITIONER 25KG |  | 457.1429
AC061 | CONDENSER BRUSH |  | 5.0909
AC062 | CLOTH TAPE 48mm x 7y |  | 2.9044
AC062.01 | Aluminium foil tape 48mm x 27m |  | 9.9
AC062.02 | Aluminium foil tape 60mm x 30m |  | 12.375
AC062.03 | Aluminium foil tape 72mm x 30m |  | 14.85
AC062.04 | Masking tape yellow 24mm x40m |  | 3.3857
AC062.05 | Masking tape yellow 35mm x 50m (48rolls per ctn) |  | 4.466
AC062.06 | Masking tape orange 35mm x 50m (48rolls per ctn) |  | 5.0786
AC062.07 | OPP tape 48mm x 80m |  | 0
AC062.08 | Stretch Film 2.2kg x 500mm |  | 22.1429
AC062.09 | Stretch Film 100mm |  | 4.1667
AC062.10 | Wire tape 19mm x 50m |  | 2.1854
AC062.11 | Stretch Film 500mm(Black) |  | 27.1429
AC062.12 | Stretch Film 250mm(Black) |  | 31.6667
AC062.13 | Stretch Film 100mm(Black) |  | 4
AC063 | Tombo 1935NA gasket (1.27m x 1.27m 0.5mmt) |  | 111.3333
AC064 | Tombo 1935NA gasket (1.27m x 1.27m 0.8mmt) |  | 93
AC065 | Tombo 1935NA gasket (1.27m x 1.27m 1mmt) |  | 105.8333
AC066 | Tombo 1935NA gasket (1.27m x 1.27m 1.5mmt) |  | 182
AC067 | Tombo 1995NA gasket (1.27m x 1.27m 1mmt) |  | 388.3333
AC068 | Tombo 1995NA gasket (1.27m x 1.27m 1.5mmt) |  | 555
AC068.1 | AFM34 CNAF SHEET (1.5m X 1.5m *0.8mm) |  | 741.6667
AC068.2 | AFM34 CNAF SHEET (1.5m X 1.5m *1mm) |  | 785.5316
AC068.3 | AFM34 CNAF SHEET (1.5m X 1.5m *1.5) |  | 1088.3333
AC069 | 9mm x 1ft x 2ft vibration sheet |  | 87.6923
AC070 | 13mm x 1ft x 2ft vibration sheet |  | 110.7692
AC071 | 19mm x 1ft x 2ft vibration sheet |  | 141.5385
AC072 | 9mm x 4"x 4" vibration sheet |  | 7.9167
AC073 | 13mm x 4"x 4" vibration sheet |  | 10
AC074 | 19mm x 4"x 4" vibration sheet |  | 12.7778
AC074.1 | Airconditioner anti-vibration pad (4pcs) |  | 18.585
AC075.1 | Aluminium tape (SMALL ROLL) |  | 3.717
AC076 | SPRAY PUMP 0.8L (SX-573) |  | 8.0197
AC077 | SPRAY PUMP 5L (SX-CS5A) |  | 35.5841
AC079 | NYLON STICK (1M) |  | 12.7877
AC080 | NYLON BRUSH (16MM) |  | 9.743
AC081 | COPPER BRUSH (16MM) |  | 10.9609
AC082 | GI STICK (500mm) |  | 7.8
AC083 | GM-320 INFRARED THERMOMETER -50c ~ +420C |  | 48.228
AC083.01 | GM816 ANEMOMETER |  | 71.6113
AC084 | RTM-027 |  | 141.1966
AC085 | RTM-26D |  | 97.8513
AC086 | RTM-1S6 WELDING TORCH (25MM) |  | 74.232
AC087 | WT-10 DUAL WELDING TORCH C/W HOSE (60MM) |  | 121.4706
AC088 | WT-9 SINGLE WELDING TORCH C/W HOSE (32MM) |  | 94.4771
AC089 | RTM-EP1S WELDING TORCH (32MM) |  | ~
AC090 | OXYGEN CYLINDER 145G |  | 44.4167
AC091 | MAPP GAS CHINA 14.1OZ |  | 17.2083
AC092 | OX70 MAPP & OXYGEN BRAZING KIT |  | 289.859
AC093 | HCW-23P |  | ~
AC094 | HCW-34P |  | ~
AC095 | Clean bag PCC-1 |  | 107.4506
AC096 | Clean bag PCC-2 |  | 32.5458
0 | T 30 TEMPERATURE CONTROLLER (-30c - 0c) |  | 78.2922
0 | T 15 TEMPERATURE CONTROLLER (-15c- t15c) |  | 78.2922
AC097 | 1/3 BUTTERFLY OVERLOAD |  | 5.5067
AC098 | 1/4 BUTTERFLY OVERLOAD |  | 5.5067
AC098.1 | 1/5 BUTTERFLY OVERLOAD |  | 5.5067
AC098.2 | 1/6 BUTTERFLY OVERLOAD |  | 5.5067
AC098.3 | 1/8 BUTTERFLY OVERLOAD |  | 5.5067
AC099 | 1/2 OVERLOAD |  | 6.4244
AC100 | 3/8 OVERLOAD |  | 6.4244
AC101 | 1/3 OVERLOAD |  | 6.4244
AC102 | 1/4 OVERLOAD |  | 6.4244
AC103 | 1/5 OVERLOAD |  | 6.4244
AC104 | 1/6 OVERLOAD |  | 6.4244
AC105 | 1/8 OVERLOAD |  | 6.4244
AC106 | PTC RELAY 1PIN |  | 8.3797
AC107 | PTC RELAY 2PIN |  | 8.3797
AC108 | PTC RELAY 3PIN |  | 8.3797
AC109 | PTC RELAY 4PIN |  | 8.3797
AC110 | 3/8 COIL RELAY 3PIN (start cap) |  | 15.2963
AC111 | 3/8 COIL RELAY 5PIN (run&start cap) |  | 19.8852
AC112 | 1/2 COIL RELAY 3PIN (start cap) |  | 15.2963
AC113 | 1/2 COIL RELAY 5PIN (run&start cap) |  | 19.8852
AC114 | SOLID STATE RELAY |  | 10.766
AC115 | 5/16" x 3 |  | 2.8333
AC116 | 5/16" x 3 1/2 |  | 3.3333
AC117 | 5/16" x 4 |  | 3.6667
AC118 | 5/16" x 5 |  | 4
AC119 | 5/16" x 6 |  | 4.5
AC120 | 3/8" x 3 |  | 4
AC121 | 3/8" x 4 |  | 4.5
AC122 | 3/8" x 5 |  | 5.1667
AC123 | 3/8" x 6 |  | 5.8333
AC124 | 3/8" x 7 |  | 7
AC125 | 3/8" x 8 |  | 8.3333
AC126 | 3/8" x 10 |  | 11.3333
AC127 | 3/8" x 12 |  | 12.3333
0 | 0 |  | 0
0 | 0 |  | 0
0 | 0 |  | 0

## RG TUBE
DATE :28.9.26
ITEM CODE | Model | (RM) | Picture
RG001 | RG-01FS STRAIGHT KIT SET (2.6mm) | 4.9689
RG001.1 | RG-01FS STRAIGHT KIT c/w access (2.6mm) | 5.2612
RG001.2 | JH-01TT copper coupling | 0.84034
RG002 | RG-016T TEE KIT (2.6mm) | 5.8458
RG003 | RG-01TN TEE KIT C/W NUT (2.6mm) | 7.8188
RG004 | RG-01E ELBOW KIT c/w NUT (2.6mm) | 6.1381
RG005 | RG-01FT FLEXIBLE TUBE /Meter (2.6mm) | 6.7227
RG006 | RG-01H FLEXIBLE TUBE / ROLL 100METER (2.6mm) | 611.1536
RG007 | RG-01SS c/w 1m tube,2sets straight kit | 18.5118
RG008 | RG-01SE c/w 1m tube,straight kit,elbow kit. | 19.8108
RG009 | RKY-162-09 Crimping Tool | 235.8994
RG010 | RG-01CD Crimping Tool DIE | 94.6458
RG011 | PPR Scissor 16mm-32mm | 31.3169
RG012 | RG-02H (OIL HOSE) 5mm/1Meter | 10.084
RG013 | RG-02FS STRAIGHT KIT SET (5mm) 1/4" | 7.6726
RG014 | RG-02E ELBOW KIT c/w NUT (5mm) 1/4" | 8.4034
RG015 | RG-03FS STRAIGHT KIT SET (5mm) 3/8" | 8.4034
RG016 | RG-03E ELBOW KIT c/w NUT (5mm) 3/8" | 9.7917
RG017 | RG-02SE c/w 1m tube,straight kit,elbow kit 1/4" | 36.16
RG018 | RG-03SE c/w 1m tube,straight kit,elbow kit 3/8" | 38.2791
RG019 | RG 0203 MOULD | 106.4774
RG020 | MANUAL PLIER CIMPING RG03 | 357.764
RG021 | PLIER MEDIUM | 298.1366
RG022 | PLIER BIG | 255.5457
RG023 | TERMINAL CRIMPING MACHINE AM-10 | 2127.9043
RG024 | HYDRAULIC CRIMPING TOOLS ZCO-300B | 575.1093
#REF! | #REF! | #REF!

## Suniso
DATE :28.9.26
ITEM CODE | SPECIFICATIONS | USAGE | (RM) | Picture
SU001 | SUNISO OIL SL 32 X 4 LITRES | for -15c ~ -40c (freezer) r 134a,r404a,r507c | ~
SU002 | SUNISO OIL SL 68 X 4 LITRES | for 0c(chiller) r 134a,r404a,r507c,r410a | ~
SU003 | SUNISO OIL SL 100 X 4 LITRES | for screw compressor low temp r22 | 297.0252
SU004 | SUNISO OIL SL 170 X 4 LITRES | for screw compressor low temp r507 | 397.4286
SU005 | 3GS X 1GAL SUNISO OIL | for -25c ~ -40c (freezer) r22 | ~
SU008 | 4GS X 1GAL SUNISO OIL | for 0c(chiller) r22 | ~
SU009 | SUNICE OIL SL 32 X 200 LITRES | for -15c ~ -40c (freezer) r 134a,r404a,r507c | 14285.7143
SU009.1 | SUNICE OIL SL 68 X 200 LITRES | for 0c(chiller) r 134a,r404a,r507c | 14285.7143
SU010 | Vacuum pump oil 1 litre | vaccum pump use | 25.8772
SU011 | Vacuum pump oil 5 litre | vaccum pump use | 113.8596
SU012 | SUNICE OIL SL 32 X 4 LITRES | for -15c ~ -40c (freezer) r 134a,r404a,r507c | 311.7143
SU013 | SUNICE OIL SL 68 X 4 LITRES | for 0c(chiller) r 134a,r404a,r507c | 311.7143
SU014 | SUNICE OIL SL 100 X 4 LITRES | for screw compressor low temp | ~
SU015.3 | SUNOCO OIL PV100 X 1 LITRE | for car ac r134a | 42.8571
SU016 | 3GS X 4LIT SUNOCO OIL | for -25c ~ -40c (freezer) r22 | 110.2857
SU017.1 | 3GS X 205LITS SUNISO OIL | for -25c ~ -40c (freezer) r22 | ~
SU019 | 4GS X 4LIT SUNOCO OIL | for 0c(chiller) r23 | 110.2857
SU019.1 | 4GS X 205LITS SUNISO OIL | for 0c(chiller) r24 | ~
SU020 | PCO-01 | Oil charging pump (50ml ,200psi) | 250.0086
SU021 | PCO-02 | Oil charging pump (75ml ,250psi) foot stand type | 456.7294
SU022 | PCO-4 | Electric Oil charging pump | 1012.2549
SU023 | PCV-2 VACUUM PUMP 1.5cfm | 1.5cfm | 228.5774
SU024 | PCV-4 VACUUM PUMP 3cfm | 3cfm | 376.6484
SU025 | PCV-6 VACUUM PUMP 4.5cfm | 4.5cfm | 437.4522
SU026 | PCV-8 VACUUM PUMP 6.5cfm | 6.5cfm | 555.8909
SU027 | PCV-10 VACUUM PUMP 8cfm | 8cfm | 639.1263
SU028 | PCV-12 VACUUM PUMP 10cfm | 10cfm | 716.7138
SU033 | 2PCV-10 VACUUM PUMP 8cfm 2stage | 3/4hp | 857.4868
SU034 | 2PCV-12 VACUUM PUMP 10cfm 2stage | 1hp | 939.875
PRICE VALID : For intend order only and ex-factory at K.L price
*PRICE WILL BE CHANGE ON THE FINAL PAYMENT DUE TO THE CURRENCY RATE
*PLEASE EMAIL OR FAX OVER THE BANK IN SLIP
BANK ACC :HONG LEONG BANK BHD 36600016285 , PUBLIC BANK BHD 3119617816
BENEFICIARY :WELLER AIR-COND PARTS ENTERPRICE SDN BHD
COMPUTER PRINT GENERATE ONLY

## Strip curtain
DATE :28.9.26
ITEM CODE | MODEL | APPLICATION | SIZE | (RM) | PICTURE
PVC001 | POLAR CLEAR CURTAIN STRIP (FREEZER) 8" X 50M X 2MM | -40C to +50C | 200MM*2MM*50M | 267.2262
PVC002 | STANDARD CLEAR CURTAIN STRIP (CHILLER) 8" X 50M X 2MM | -15C to +50C | 200MM*2MM*50M | 243.9891
PVC003 | POLAR RIBBED CURTAIN STRIP (FREZZER) 8" X 50M X 2MM | -40C to +50C | 200MM*2MM*50M | 278.8447
PVC004 | ANTI INSECT RIBBED ORANGE CURTAIN STRIP (CHILLER) 8" X 50M X 2MM | -15C to +50C | 200MM*2MM*50M | 256.124
PVC005 | ANTI INSECT ORANGE CURTAIN STRIP (CHILLER) 8" X 50M X 2MM | -15C to +50C | 200MM*2MM*50M | 256.124
PVC005.1 | BLACK CURTAIN STRIP (CHILLER) 8" X 50M X 2MM | -15C to +50C | 200MM*2MM*50M | 256.124
PVC006 | STANDARD CLEAR CURTAIN STRIP (FREEZER) 12" X 50M X 3MM | -40C to +50C | 300MM*3MM*50M | 608.2946
PVC007 | POLAR RIBBED CURTAIN STRIP (FREZZER) 12" X 50M X 3MM | -40C to +50C | 300MM*3MM*50M | 608.2946
PVC007.1 | MAGNETIC CURTAIN 12" X 50M X 2MM | 0 | 0 | ~
PVC007.2 | MAGNETIC CURTAIN 16" X 50M X 2MM | 0 | 0 | ~
PVC007.3 | MAGNETIC CURTAIN 18" X 50M X 2MM | 0 | 0 | ~
PVC007.4 | RUBBER (A) SHEET 2mm*100mm*1m | 0 | 0 | ~
PVC007.5 | RUBBER (B) SHEET 2mm*200mm*1m | 0 | 0 | ~
PVC007.6 | MAGNET BRACKET HANGER 1M | 0 | 0 | ~
PVC007.7 | PVC STRIP CURTAIN 10mm*1.1m*12m | 0 | 0 | 3020.8177
PVC007.8 | Protection film 1.2m*500m*0.05mm | 0 | 0 | 652.0334
PVC008 | S/S HANGER(1mm thickness x 1m) C/W NUTS | 6SETS CLIPS (200MM) | 1MM thick x 1M | 49.56
PVC009 | S/S HANGER(1mm thickness x 1.2m) C/W NUTS | 7SETS CLIPS (200MM) | 1MM thick x 1.2M | 55.0667
PVC010 | S/Stell CLIPS (per pair) (150MM ) | 0 | 0 | 4.5889
PVC011 | S/Stell CLIPS (per pair) (200MM) | 0 | 0 | 5.546
PVC011.1 | S/Stell CLIPS (per pair) (300MM) | 0 | 0 | 7.6044
PVC012 | S/S HANGER(1.2mm thickness x 1m) C/W NUTS | 6SETS CLIPS (200MM) | 1.2MM thick x 1M | 55.0667
PVC013 | S/S HANGER(1.2mm thickness x 1.2m) C/W NUTS | 7SETS CLIPS (200MM) | 1.2MM thick x 1.2M | 70.8
PVC014 | Mobile 201 s/steel bracket hanger 1M | 0 | 1M | 223.6554
PVC015 | Mobile 201 s/steel bracket hanger 1.2M | 0 | 1.2M | 268.3865
PVC016 | S/S HANGER(2mm thickness x 1m) C/W NUTS | 6SETS CLIPS (200MM) | 2MM thick x 1M | 94.4
PVC017 | S/Stell CLIPS (per pair) (200MM)1.2mm | 0 | 0 | 6.9384
PVC018 | S/S HANGER(1mm thickness x 1m) C/W NUTS (new model) | 6SETS CLIPS (200MM) | 1MM thick x 1M | ~
PVC019 | S/S HANGER(1.2mm thickness x 1m) C/W NUTS (new model) | 6SETS CLIPS (200MM) | 1.2MM thick x 1M | ~
PVC020 | S/S HANGER(1.5mm thickness x 1m) C/W NUTS (new model) 304 s/steel | 0 | 0 | 88.5
PVC021 | AUTO SWITCH FOR WIND CURTAIN | 0 | 0 | 24.5859
PVC022 | 200MM PANEL MUSHROOM HEAD 2-4" | 2"~4" PU PANEL | small type 60mm head | 6.1831
PVC023 | 250MM PANEL MUSHROOM HEAD 4-5" | 4"~5" PU PANEL | 0 | ~
PVC024 | 300MM PANEL MUSHROOM HEAD 4-6" | 4"~6" PU PANEL | 0 | 7.3073
PVC025 | TURNBUCKLE M12 | 0 | 0 | 4.2369
PVC025.1 | 150MM * 80MM (M12) 2"-3" PU PANEL HANGER MUSHROOM | 2"~3" PU PANEL | 0 | 8.6359
PVC025.2 | 200MM * 80MM (M12) 4"-6" PU PANEL HANGER MUSHROOM | 4"~6" PU PANEL | 0 | 10.2302
PVC025.3 | 180MM HOOK HEAD MUSHROOM | FOR ALUMINIUM COOLING COIL | 0 | 7.3073
PVC025.4 | 260MM HOOK HEAD MUSHROOM | 0 | 0 | 8.038
PVC026 | 140MM BLOWER HANGER S/STEEL 3" | 0 | 0 | 8.7687
PVC027 | 170MM (M10) BLOWER HANGER S/STEEL 2"~4" | 0 | 0 | 10.6477
PVC028 | 200MM (M10) BLOWER HANGER S/STEEL 5~6" | 0 | 0 | 12.0128
#REF! | #REF! | #REF! | #REF! | #REF!
#REF! | #REF! | #REF! | #REF! | #REF!
#REF! | #REF! | #REF! | #REF! | #REF!
#REF! | #REF! | #REF! | #REF! | #REF!
#REF! | #REF! | #REF! | #REF! | #REF!
#REF! | #REF! | #REF! | #REF! | #REF!
#REF! | #REF! | #REF! | #REF! | #REF!
#REF! | #REF! | #REF! | #REF! | #REF!
#REF! | #REF! | #REF! | #REF! | #REF!
#REF! | #REF! | #REF! | #REF! | #REF!
PVC032 | FM-4009 air curtain (0.9m) | 1630m3/h | 900*175*210mm | 320.8657
PVC033 | FM-4012 air curtain (1.2m) | 2500m3/h | 1200*175*210mm | 394.2064
PVC034 | FM-4015 air curtain (1.5m) | 3580m3/h | 1500*175*210mm | 476.7148
PVC035 | PH03HD dehumidifier | 0 | 3KG | 1286.7647
PVC036 | PH06HD dehumidifier | 0 | 6KG | 1593.1373
*PLEASE EMAIL OR FAX OVER THE BANK IN SLIP
BANK ACC :HONG LEONG BANK BHD 36600016285 , PUBLIC BANK BHD 3119617816
BENEFICIARY :WELLER AIR-COND PARTS ENTERPRICE SDN BHD
Generated by computer

## LED
DATE :28.9.26
Item code | Model | Description | Material / Qty / Ctn | Size | (RM) | Photo
LED001.3 | 10W Cold Room LED |  |  |  | 20.4604
LED001.4 | 20W Cold Room LED |  |  | 180*180*75mm | 38.0587
LED001.6 | 30W Cold Room LED |  |  | 270*170*46mm | 73.0727
LED001.7 | 40W Cold Room LED |  |  | 270*170*46mm | 87.6872
LED001.8 | 55W Cold Room LED |  |  | 320*200*42mm | 131.5309
LED003 | Led IP67-50W | Ip67 led flood light, AC90-265V, 50W | 6m height 120pcs led | 190*220*35mm(30m2) | 93.0016
LED004 | Led IP67-100W | Ip67 led flood light, 6500k, 100W | 8m height 240pcs led | 240*280*43mm(40m2) | 132.8595
LED005 | Led IP67-150W | Ip67 led flood light, 6500k, 101W | 10m height 360pcs led | 270*315*48mm(50m2) | 232.5041
LED006 | Led IP67-200W | Ip67 led flood light, AC90-265V, 151W | 12m height 480pcs led | 296*345*46mm(60m2) | 288.0751
LED006.01 | High shed light 100W | ip66 ,6500k,100w | 10m height,240pcs led | 290*151mm | 252.433
LED006.02 | High shed light 150W | ip66 ,6500k,150w | 15m height,360pcs led | 332*151mm | 372.0065
LED006.03 | High shed light 200W | ip66 ,6500k,200w | 20m height,480pcs led | 380*165mm | 465.0081
LED007 | COLD STORAGE ALARM |  | 6W | 600(L)*19.5(W)*13.5(H)mm | 113.6687
#REF! | #REF! | 220v转380v变频电控箱 |  |  | #REF!
#REF! | #REF! | 220v转380v变频电控箱 |  |  | #REF!
#REF! | #REF! |  |  |  | #REF!
#REF! | #REF! |  |  |  | #REF!
LED010 | 净化车间专用灯 | 220V不防水款 |  |  | 94.9945
LED011 | 净化车间专用灯 | 220v防水款 |  |  | 124.2236
LED012 | ZKLED-EX-530 | 36W |  |  | 0
LED013 | ZKLED-EX-550 | 50W |  |  | 0
LED014 | ZKLED-EX-540 | 40W |  |  | 62.6337
LED015 | ZKLED-EX-560 | 60W |  |  | 109.6091
LED016 | ZKLED-EX-524 | 24W |  |  | 0
LED017 | ZKLED-EX-536 | 36W |  |  | 0
BANK ACC :HONG LEONG BANK BHD 36600016285 , PUBLIC BANK BHD 3119617816
BENEFICIARY :WELLER AIR-COND PARTS ENTERPRICE SDN BHD

## pipe clamps
DATE :28.9.26
ITEM | SIZE OD | Pipe OD (mm) | Description | (RM) | Product Pictures
PC001 | 1/4" | 6.4 | Light pipe clamps (welding base) | 3.5042
PC002 | 3/8" | 9.5 |  | 3.5042
PC003 | 1/2" | 12.7 |  | 4.3386
PC004 | 5/8" | 16 |  | 4.3386
PC005 | 3/4" | 19 |  | 5.2564
PC006 | 7/8" | 22 |  | 5.2564
PC007 | 1 1/8" | 28 |  | 6.2576
PC008 | 1 3/8" | 35 |  | 7.8428
PC009 | 1 5/8" | 42 |  | 7.8428
PC010 | 2 1/8" | 55 |  | 13.3495
PC011 | 2 5/8" | 70 |  | 13.3495
PC012 | 3 1/8" | 80 |  | 17.5212
PC013 | 1/4" | 6.4 | Light pipe clamps with long base and nut M6 | 4.1717
PC014 | 3/8" | 9.5 |  | 4.0883
PC015 | 1/2" | 12.7 |  | 4.0883
PC016 | 5/8" | 16 |  | 5.7236
PC017 | 3/4" | 19 |  | 6.5496
PC018 | 7/8" | 22 |  | 6.5496
PC019 | 1 1/8" | 28 |  | 7.3422
PC020 | 1 3/8" | 35 |  | 8.9942
PC021 | 1 5/8" | 42 |  | 8.9942
PC022 | 2 1/8" | 55 |  | 14.1838
PC023 | 2 5/8" | 70 |  | 17.5212
PC024 | 3 1/8" | 80 |  | 22.5273
PC19 | 3/8" | 9.5 | Heavy pipe clamps (welding base) | 6.6747
PC20 | 1/2" | 12.7 |  | 6.6747
PC21 | 5/8" | 16 |  | 6.6747
PC22 | 3/4" | 19 |  | 10.0121
PC23 | 7/8" | 22 |  | 9.8453
PC24 | 1 1/8" | 28 |  | 9.8453
PC25 | 1 3/8" | 35 |  | 11.5139
PC26 | 1 5/8" | 42 |  | 11.5139
PC27 | 2 1/8" | 55 |  | 21.2758
PC28 | 2 5/8" | 70 |  | 21.2758
PC29 | 3 1/8" | 80 |  | 40.8828
PC30 | 3/8" | 9.5 | Heavy pipe clamps with long base and nut | 7.676
PC31 | 1/2" | 12.7 |  | 7.676
PC32 | 5/8" | 16 |  | 7.676
PC33 | 3/4" | 19 |  | 11.5139
PC34 | 7/8" | 22 |  | 11.2803
PC35 | 1 1/8" | 28 |  | 11.2803
PC36 | 1 3/8" | 35 |  | 13.1659
PC37 | 1 5/8" | 42 |  | 13.1659
PC38 | 2 1/8" | 55 |  | 24.5297
PC39 | 2 5/8" | 70 |  | 24.5297
PC40 | 3 1/8" | 80 |  | 47.1404
PC025 | 3/8" | 9.5 | Light pipe clamps (welding base,nylon material) 120c | 5.0061
PC026 | 1/2" | 12.7 |  | 6.6747
PC027 | 5/8" | 16 |  | 6.6747
PC028 | 3/4" | 19 |  | 8.3434
PC029 | 7/8" | 22 |  | 8.3434
PC030 | 1 1/8" | 28 |  | 10.0121
PC031 | 1 3/8" | 35 |  | 11.6808
PC032 | 1 5/8" | 42 |  | 11.6808
PC033 | 2 1/8" | 55 |  | 16.6869
PC034 | 2 5/8" | 70 |  | 16.6869
PC034.1 | 1/2" | 12.7 | Light pipe clamps (long base,nylon material) 120c | 9.1778
PC034.2 | 5/8" | 16 |  | 9.1778
PC034.3 | 3/4" | 19 |  | 10.0121
PC034.4 | 7/8" | 22 |  | 10.0121
PC034.5 | 1 1/8" | 28 |  | 13.3495
PC035 | 34-37mm pipe holder | 0 | pipe holder | 0.6429
PC036 | 44-48mm pipe holder | 0 |  | 0.69235
PC037 | 50-54mm pipe holder | 0 |  | 0.75829
PC038 | 56-60mm pipe holder | 0 |  | 0.84071
PC039 | 63-69mm pipe holder | 0 |  | 0.93962
PC040 | 73-78mm pipe holder | 0 |  | 1.0385
PC041 | 82-88mm pipe holder | 0 |  | 1.1209
*PRICE WILL BE CHANGE ON THE FINAL PAYMENT DUE TO THE CURRENCY RATE
*PLEASE EMAIL OR FAX OVER THE BANK IN SLIP
BANK ACC :HONG LEONG BANK BHD 36600016285 , PUBLIC BANK BHD 3119617816
BENEFICIARY :WELLER AIR-COND PARTS ENTERPRICE SDN BHD
Generated by computer

## COPPER TUBE
DATE :28.9.26
ITEM CODE | DESCRIPTION | 1CTN | (KGS) COIL | (RM)
COP003 | 1/4 X 15M X 0.61mm | 10rolls | 1.4706 | 146.2079
COP004 | 1/4 X 15M X 0.71mm | 10rolls | 1.6818 | 167.2117
COP005 | 1/4 X 15M X 0.81mm | 10rolls | 1.8847 | 187.3803
COP006 | 1/4 X 15M X 0.91mm | 10rolls | 2.0792 | 215.5729
COP007 | 5/16 X 15M X 0.51mm | 10rolls | 1.5915 | ~
COP008 | 5/16 X 15M X 0.56mm | 10rolls | 1.7358 | 172.5733
COP009 | 3/8 X 15M X 0.61mm | 10rolls | 2.2827 | 226.9534
COP012 | 3/8 X 15M X 0.71mm | 10rolls | 2.6271 | 261.1941
COP013 | 3/8 X 15M X 0.81mm | 10rolls | 2.9631 | 307.2254
COP014 | 3/8 X 15M X 0.91mm | 10rolls | 3.2907 | 341.1917
COP015 | 1/2 X 15M X 0.61mm | 8rolls | 3.0975 | 307.9536
COP018 | 1/2 X 15M X 0.71mm | 8rolls | 3.5754 | 355.473
COP019 | 1/2 X 15M X 0.81mm | 8rolls | 4.045 | 402.1573
COP020 | 1/2 X 15M X 0.91mm | 8rolls | 4.5061 | 448.0065
COP023 | 5/8 X 15M X 0.71mm | 5rolls | 4.5237 | 449.7519
COP024 | 5/8 X 15M X 0.81mm | 5rolls | 5.1268 | 509.715
COP025 | 5/8 X 15M X 0.91mm | 5rolls | 5.7215 | 568.8428
0 | 5/8 X 15M X 1.22mm | 5rolls | 7.5118 | ~
COP028 | 3/4 X 15M X 0.71mm | 4rolls | 5.469 | 369.863
COP029 | 3/4 X 15M X 0.81mm | 4rolls | 6.2052 | ~
COP030 | 3/4 X 15M X 0.91mm | 4rolls | 6.9331 | 689.2992
0 | 3/4 X 15M X 1.22mm | 4rolls | 9.1361 | ~
COP032 | 1/4 X 0.8mm X (900M) | 1 BIG ROLL | 111.888 | 11590.9536
#REF! | #REF! | 1 BIG ROLL | 68.5692 | 7103.375
#REF! | 1/2 X 0.45mm X (450M) | 1 BIG ROLL | 69.4575 | 7195.3977
COP032.03 | 5/16 X 0.6mm X (900M) | 1 BIG ROLL | 110.9808 | 11496.9729
COP033 | 3/8 X 0.8mm X (600M) | 1 BIG ROLL | 117.1968 | 12140.9148
COP034 | 1/2 X 0.8mm X (450M) | 1 BIG ROLL | 119.952 | 12426.3377
COP035 | 5/8 X 0.8mm X (300M) | 1 BIG ROLL | 101.3376 | 10497.9928
COP036 | 1/4 X 0.56mm X (900M) | 1 BIG ROLL | 81.7085 | 8464.5288
COP036.01 | 1/4 X 0.61mm X (900M) | 1 BIG ROLL | 88.2353 | 9140.6678
COP037 | 3/8 X 0.45mm X (600M) | #REF! | #REF! | #REF!
COP037.01 | 3/8 X 0.56mm X (600M) | 1 BIG ROLL | 84.2957 | 8732.5479
COP040 | 3/8 X 5.8M X 0.81mm | 0 | 1.1457 | ~
COP040.01 | 3/8 X 5.8M X 0.91mm | 0 | 0 | 132.0965
COP041 | 1/2 X 5.8M X 0.81mm | 0 | 1.5641 | 162.3729
COP042 | 1/2 X 5.8M X 0.91mm | 300 | 1.7052 | 180.8847
COP043 | 5/8 X 5.8M X 0.81mm | 0 | 1.9824 | 205.7998
COP044 | 5/8 X 5.8M X 0.91mm | 300 | 2.2123 | 229.6729
COP045 | 5/8 X 5.8M X 1.016(L) | 0 | 2.4525 | ~
COP046 | 3/4 X 5.8M X 0.81mm | 0 | 2.4322 | 252.5042
COP047 | 3/4 X 5.8M X 0.91mm | 200 | 2.7177 | 282.1433
COP048 | 3/4 X 5.8M X 1.067(L) | 0 | 3.1161 | ~
COP049 | 7/8 X 5.8M X 0.71mm | 0 | 2.4813 | 257.6008
COP050 | 7/8 X 5.8M X 0.81mm | 400 | 2.8177 | 292.517
COP051 | 7/8 X 5.8M X 0.91mm | 0 | 3.1508 | 327.096
COP052 | 7/8 X 5.8M X 1.143(L) | 0 | 3.9142 | ~
COP053 | 1 1/8 X 5.8M X 0.71mm | 0 | 3.2158 | 333.8516
COP054 | 1 1/8 X 5.8M X 0.81mm | 0 | 3.6556 | 379.5074
COP055 | 1 1/8 X 5.8M X 0.91mm | 150 | 4.0921 | 424.8259
COP056 | 1 1/8 X 5.8M X 1.01mm | 0 | 4.5254 | ~
COP057 | 1 1/8 X 5.8M X 1.22mm | 0 | 5.4247 | 563.1705
COP058 | 1 1/8 X 5.8M X 1.27(L) | 0 | 5.6368 | ~
COP059 | 1 3/8 X 5.8M X 0.71mm | 0 | 3.9457 | 410.9337
COP060 | 1 3/8 X 5.8M X 0.81mm | 0 | 4.4883 | 467.4417
COP061 | 1 3/8 X 5.8M X 0.91mm | 150 | 5.0276 | 523.6115
COP062 | 1 3/8 X 5.8M X 1.01mm | 0 | 5.5637 | ~
COP063 | 1 3/8 X 5.8M X 1.22mm | 0 | 6.6789 | ~
COP064 | 1 3/8 X 5.8M X 1.397(L) | 0 | 7.5712 | ~
COP065 | 1 5/8 X 5.8M X 0.81mm | 0 | 5.3236 | 554.4363
COP066 | 1 5/8 X 5.8M X 0.91mm | 0 | 5.966 | 621.3461
COP067 | 1 5/8 X 5.8M X 1.01mm | 0 | 6.6052 | ~
COP068 | 1 5/8 X 5.8M X 1.22mm | 0 | 7.937 | 826.6168
COP069 | 1 5/8 X 5.8M X 1.524(L) | 0 | 9.8395 | ~
COP070 | 2 1/8 X 5.8M X 0.91mm | 0 | 7.8429 | 816.8154
COP071 | 2 1/8 X 5.8M X 1.01mm | 0 | 8.6884 | 904.8671
COP072 | 2 1/8 X 5.8M X 1.22mm | 80 | 10.4532 | 1088.6745
COP073 | 2 1/8 X 5.8M X 1.778(L) | 0 | 15.0732 | ~
COP074 | 2 5/8 X 5.8M X 1.22mm | 100 | 12.9695 | 1350.7323
COP075 | 3 1/8 X 5.8M X 1.34mm | 40 | 17.3353 | 1805.4212
COP076.1 | 3/4 X 3M X 1mm | SOFT | 1.516 | 158.4114
COP077 | 7/8 X 3M X 1.1mm | SOFT | 2.1198 | 203.9864
COP078 | 1 1/8 X 3M X 1.3mm | SOFT | 2.9812 | 311.4692
COP079 | 1 3/8 X 3M X 1.5mm | SOFT | 4.2122 | 440.0852
COP079.1 | 1 5/8 X 3M X 1.8mm |  |  | 523.679
COP080 | 0.026 X 100FT |  |  | 63.0827
COP081 | 0.028 X 100FT |  |  | 61.5319
COP084 | 0.036 X 100FT |  |  | 87.7476
COP085 | 0.039 X 100FT |  |  | 84.2667
COP086 | 0.042 X 100FT |  |  | 97.7694
COP087 | 0.046 X 100FT |  |  | 100.5628
COP088 | 0.049 X 100FT |  |  | 104.8561
COP089 | 0.055 X 100FT |  |  | 118.0663
COP090 | 0.059 X 100FT |  |  | 127.974
COP091 | 0.064 X 100FT |  |  | 161.5831
COP092 | 0.070 X 100FT |  |  | 167.5178
COP093 | 0.075 X 100FT |  |  | 180.5744
COP094 | 0.080 X 100FT |  |  | 204.3682
COP095 | 0.085 X 100FT |  |  | 210.9462
less than 10lgths charges rm150 for transport
ITEM | Pu jacket c/w insulation | size pu jaket | DEALER (RM) 1pipe in 1jacket | DEALER (RM) 2pipe in 1jacket
PU001 | 5/8 X 5.8M X 0.71mm | 80 | 140 | 152.8571
0 | 3/4 X 5.8M X 0.71mm | 80 | 140 | 152.8571
0 | 7/8 X 5.8M X 0.71mm | 80 | 140 | 152.8571
PU002 | 3/4 X 5.8M X 0.71mm | 100 | 162.8571 | 185.7143
0 | 7/8 X 5.8M X 0.71mm | 100 | 162.8571 | 185.7143
0 | 1 1/8 X 5.8M X 0.71mm | 100 | 162.8571 | 185.7143
PU003 | 1 3/8 X 5.8M X 0.81mm | 127 | 191.4286 | 215.7143
0 | 1 5/8 X 5.8M X 0.81mm | 127 | 191.4286 | 215.7143
PU004 | 2 1/8 X 5.8M X 1.22mm | 152 | 222.8571 | 238.5714
0 | 2 5/8 X 5.8M X 1.22mm | 180 | 287.1429 | 307.1429
0 | 2 5/8 X 5.8M X 1.23mm | 160 | 238.5714 | 261.4286
PU005 | 3 1/8 X 5.8M X 1.34mm | 180 | 287.1429 | 307.1429
0 | 4 1/8 X 5.8M X 1.34mm | 180 | 287.1429 | 307.1429

## insulation
DATE :28.9.26
Item code | Size inch | Application | lgth/ctn | (RM) | Item code | Size inch | ex stock | RM
0 | 1/4 X 3/8 | 3/8" THICKNESS FOR AIR-COND USAGE +20C | 156 | 2.1429
IT000.1 | 3/8 X 3/8 |  | 120 | 2.2857 | ITY000.1 | 3/8 X 3/8
IT001 | 1/2 X 3/8 |  | 100 | 2.6429 | ITY001 | 1/2 X 3/8
IT002 | 5/8 X 3/8 * |  | 90 | 1.6429
IT003 | 3/4 X 3/8 * |  | 72 | 1.8571
IT004 | 7/8 X 3/8 * |  | 64 | 2.0714
0 | 1 X 3/8 |  | 56 | 4.7143
IT005 | 1 1/8 X 3/8 * |  | 49 | 3.4286 | ITY002 | 1 1/8 X 3/8 * | 298 | 3.6194
0 | 1 1/4 X 3/8 |  | 42 | 5.2571
IT006 | 1 3/8 X 3/8 * |  | 36 | 5.1 | ITY003 | 1 3/8 X 3/8 * | 1194 | 4.245
#REF! | #REF! |  | 34 | #REF!
IT007 | 1 5/8 X 3/8 |  | 30 | 7.3571 | ITY004 | 1 5/8 X 3/8 | 120 | 5.2439
0 | 1 7/8 X 3/8 |  | 28 | 8.2857
0 | 2 X 3/8 |  | 24 | 8.8571
IT008 | 2 1/8 X 3/8 |  | 21 | 8.7143
0 | 2 3/8 X 3/8 |  | 20 | 9.2143
0 | 2 1/2 x 3/8 |  |  | 9.6429
0 | 2 5/8 X 3/8 |  | 18 | 9.6429
0 | 2 7/8 X 3/8 |  | 18 | 10
0 | 3 X 3/8 |  | 18 | 10.9286
0 | 3 1/8 X 3/8 |  | 16 | 10.8571
0 | 3 1/2 X 3/8 |  | 16 | 11.2857
0 | 4 x 3/8 |  | 14 | 14.4286
#REF! | #REF! |  | 14 | #REF!
#REF! | #REF! |  | 14 | #REF!
0 | 4 1/2 x 3/8 |  | 14 | 14.4286
#REF! | #REF! |  | 10 | #REF!
#REF! | #REF! |  | 10 | #REF!
#REF! | #REF! |  | 10 | #REF!
#REF! | #REF! |  | 10 | #REF!
#REF! | #REF! |  |  | #REF!
#REF! | #REF! |  |  | #REF!
#REF! | #REF! |  |  | #REF!
0 | 1/4 X 1/2 | 1/2" THICKNESS FOR REFRIGERATOR USAGE +5C ~ 0C | 110 | 3.1429
0 | 3/8 X 1/2 |  | 90 | 3.3571
IT008.1 | 1/2 X 1/2 |  | 72 | 4.6429
IT009 | 5/8 X 1/2 * |  | 63 | 3.5 | ITY006 | 5/8 X 1/2 * | 53 | 4.3824
IT010 | 3/4 X 1/2 * |  | 56 | 3.7143 | ITY007 | 3/4 X 1/2 * | 461 | 4.9047
IT011 | 7/8 X 1/2 * |  | 48 | 4.4286
0 | 1 X 1/2 |  | 42 | 7.5
IT012 | 1 1/8 X 1/2 * |  | 36 | 5.0714 | ITY009 | 1 1/8 X 1/2 * | 39 | 6.3575
0 | 1 1/4 X 1/2 |  | 30 | 8.7429
IT013 | 1 3/8 X 1/2 * |  | 30 | 8.5286 | ITY010 | 1 3/8 X 1/2 * | 1055 | 7.8882
#REF! | #REF! |  | 25 | #REF!
IT014 | 1 5/8 X 1/2 |  | 25 | 11.2286 | ITY011 | 1 5/8 X 1/2 | 907 | 10.3972
0 | 1 7/8 X 1/2 |  | 20 | 12.4286
0 | 2 X 1/2 |  | 20 | 13.8571
IT015 | 2 1/8 X 1/2 |  | 20 | 13.6429 | ITY012 | 2 1/8 X 1/2 | 682 | 12.7665
0 | 2 3/8 X 1/2 |  | 18 | 0
0 | 2 1/2 x 1/2 |  | 15 | 0
0 | 2 5/8 X 1/2 |  | 13 | 0
0 | 2 7/8 X 1/2 |  | 12 | 0
0 | 3 X 1/2 |  | 12 | 0
0 | 3 1/8 X 1/2 |  | 12 | 0
0 | 3 1/2 X 1/2 |  | 12 | 0
0 | 4 x 1/2 |  | 12 | 0
0 | 4 1/8 x 1/2 |  | 12 | 0
0 | 4 1/4 x 1/2 |  | 12 | 0
0 | 4 1/2 x 1/2 |  | 9 | 0
0 | 5 x 1/2 |  | 9 | 0
IT015.13 | 5 1/8 x 1/2 |  | 9 | 0
0 | 5 1/4 x 1/2 |  | 8 | 0
0 | 5 1/2 x 1/2 |  |  | 0
0 | 6 x 1/2 |  |  | 0
0 | 6 1/4 x 1/2 |  |  | 0
IT015.18 | 6 1/2 x 1/2 |  |  | 0
0 | 1/4 X 3/4 | 3/4" THICKNESS FOR COLDROOM USAGE -10C ~ -23C | 49 | 6.1429
0 | 3/8 X 3/4 |  | 42 | 6.9286
0 | 1/2 X 3/4 |  | 36 | 7.7857
IT016 | 5/8 X 3/4 |  | 36 | 8.7143 | ITY013 | 5/8 X 3/4 | 436 | 7.3602
IT017 | 3/4 X 3/4 |  | 30 | 8.7857 | ITY014 | 3/4 X 3/4 | 151 | 7.6971
IT018 | 7/8 X 3/4 |  | 25 | 9.8571 | ITY015 | 7/8 X 3/4 | 410 | 8.3176
0 | 1 X 3/4 |  | 20 | 11.3571
IT019 | 1 1/8 X 3/4 |  | 20 | 11.8571 | ITY016 | 1 1/8 X 3/4 | 321 | 10.2697
0 | 1 1/4 X 3/4 |  | 20 | 13.9429
IT020 | 1 3/8 X 3/4 |  | 16 | 14.6429 | ITY017 | 1 3/8 X 3/4 | 86 | 12.5058
0 | 1 1/2 X 3/4 |  | 16 | 0
IT021 | 1 5/8 X 3/4 |  | 16 | 16.6429
0 | 1 7/8 X 3/4 |  | 15 | 19.1429
0 | 2 X 3/4 |  | 12 | 21.5714
IT022 | 2 1/8 X 3/4 |  | 12 | 21.0714 | ITY019 | 2 1/8 X 3/4 | 448 | 18.7232
0 | 2 3/8 X 3/4 |  | 12 | 23.5714
0 | 2 1/2 x 3/4 |  |  | 0
0 | 2 5/8 X 3/4 |  | 9 | 25.5
0 | 2 7/8 X 3/4 |  | 9 | 27.4
0 | 3 X 3/4 |  | 8 | 30.7143
IT022.1 | 3 1/8 X 3/4 |  | 8 | 31.5714
0 | 3 1/2 X 3/4 |  | 8 | 0
0 | 4 x 3/4 |  | 6 | 0
0 | 4 1/8 x 3/4 |  | 6 | 0
0 | 4 1/4 x 3/4 |  | 6 | 0
0 | 4 1/2 x 3/4 |  | 6 | 0
0 | 5 x 3/4 |  | 5 | 0
0 | 5 1/8 x 3/4 |  | 5 | 0
0 | 5 1/4 x 3/4 |  | 5 | 0
0 | 5 1/2 x 3/4 |  | 5 | 0
0 | 6 x 3/4 |  | 4 | 0
0 | 6 1/4 x 3/4 |  |  | 0
0 | 6 1/2 x 3/4 |  | 4 | 0
0 | 1/4 X 1 | 1" THICKNESS FOR COLDROOM USAGE -15C ~ -30C | 30 | 9.2857
0 | 3/8 X 1 |  | 30 | 10.4286
0 | 1/2 X 1 |  | 24 | 12.2857
IT023 | 5/8 X 1 |  | 20 | 12.5286 | ITY020 | 5/8 X 1 | 191 | 11.9465
IT024 | 3/4 X 1 |  | 20 | 14.1429 | ITY021 | 3/4 X 1 | 549 | 13.01
IT025 | 7/8 X 1 |  | 18 | 15.5714 | ITY022 | 7/8 X 1 | 59 | 15.182
0 | 1 X 1 |  | 16 | 0
IT026 | 1 1/8 X 1 |  | 16 | 17.4286 | ITY023 | 1 1/8 X 1 | 476 | 18.1107
0 | 1 1/4 X 1 |  | 15 | 19.5143
IT027 | 1 3/8 X 1 |  | 12 | 19.5083 | ITY024 | 1 3/8 X 1 | 0 | 20.0241
0 | 1 1/2 X 1 |  | 12 | 0
IT028 | 1 5/8 X 1 |  | 12 | 23.1857 | ITY025 | 1 5/8 X 1 | 541 | 21.8455
0 | 1 7/8 X 1 |  | 10 | 26.4286
0 | 2 X 1 |  | 9 | 32.0714
IT029 | 2 1/8 X 1 |  | 9 | 34.8286
0 | 2 3/8 X 1 |  | 9 | 0
0 | 2 1/2 x 1 |  |  | 0
0 | 2 5/8 X 1 |  | 8 | 0
0 | 2 7/8 X 1 |  | 8 | 0
0 | 3 X 1 |  | 8 | 0
IT029.1 | 3 1/8 X 1 |  | 6 | 44.8571
0 | 3 1/2 X 1 |  | 6 | 54.96
0 | 4 x 1 |  | 6 | 68.49
0 | 4 1/8 x 1 |  | 4 | 71.86
0 | 4 1/4 x 1 |  | 4 | 75.23
0 | 4 1/2 x 1 |  | 4 | 82.01
0 | 5 x 1 |  | 4 | 95.54
0 | 5 1/8 x 1 |  | 3 | 98.91
0 | 5 1/4 x 1 |  | 3 | 102.3
0 | 5 1/2 x 1 |  | 3 | 109.07
0 | 6 x 1 |  |  | 128.7
0 | 6 1/4 x 1 |  |  | 135.14
0 | 6 1/2 x1 |  | 3 | 141.89
0 | 1/8 x 4' x 3' | 4' x 3' Insulation sheet | 80 | 0
IT030 | 1/4 x 4' x 3' |  | 40 | 0
IT031 | 3/8 x 4' x 3' |  | 26 | 0
IT032 | 1/2 x 4' x 3' |  | 20 | 0
IT033 | 5/8 x 4' x 3' |  | 16 | 0
IT034 | 3/4 x 4' x 3' |  | 14 | 0
IT035 | 1 x 4' x 3' |  | 10 | 0
0 | 1 1/4 x 4' x 3' |  | 8 | 0
0 | 1 1/2 x 4' x 3' |  | 7 | 0
0 | 2 x 4' x 3' |  | 5 | 0
0 | 1/8 x 4' x 30' | 4' x 30' Insulation sheet | S | 0
IT036 | 1/4 x 4' x 30' |  | S | 0
IT037 | 3/8 x 4' x 60' |  | S | 0 | ITY027 | 3/8 x 1.2m x 20m | 0 | 349.0072
IT038 | 1/2 x 4' x 30' |  | S | 0
IT039 | 5/8 x 4' x 30' |  | S | 0 | ITY028 | 5/8 x 1.2m x 10m | 0 | 222.4672
IT040 | 3/4 x 4' x 30' |  | D | 0 | ITY029 | 3/4 x 1.2m x 10m | 0 | 297.217
IT041 | 1 x 4' x 30' |  | D | 0 | ITY030 | 1" x 1.2m x 10m | 0 | 370.7088
0 | 1 1/4 x 4' x 30' |  | D | 0
0 | 1 1/2 x 4' x 30' |  | D | 0
0 | 2 x 4' x 30' |  | D | 0
IT042 | GLUE CA828 | 1LITRES | 15CAN/CTN | 27.3333
IT043 | GLUE CA829 | 3.36 LITRES | 6CAN/CTN | 56.4667
IT044 | Foam tape 48mmW | 3mmTK x 30'L | 24rolls/ctn | 14.6667
IT045 | 1/4 x 4' x 3' | 4' x 3' Insulation sheet c/w glue | 40 | 0
IT046 | 3/8 x 4' x 3' |  | 26 | 0
IT047 | 1/2 x 4' x 3' |  | 20 | 0
IT048 | 5/8 x 4' x 3' |  | 16 | 0
IT049 | 3/4 x 4' x 3' |  | 14 | 0
IT050 | 1 x 4' x 3' |  | 10 | 0
IT051 | 1/4 x 1.22 x 24m |  |  | 290.31
IT052 | 3/8 x 1.22 x 21m |  |  | 385.2 | ITY031 | 3/8 x 1.5m x 16m | 0 | 416.0239
IT053 | 5/8 x 1.22 x 15m |  |  | 457.44
#REF! | #REF! |  |  | #REF! | #REF! | #REF! | #REF! | #REF!
IT055 | 3/4 x 1.22 x 9m |  |  | 370.16 | ITY033 | 3/4 x 1.5m x 8m | 0 | 370.0464
IT056 | 1 x 1.22 x 8m |  |  | 430.22 | ITY034 | 1" x 1.5m x 8m | 0 | 429.5472

## GAS
DATE :28.9.26 |  | Cash or account customers-10%~13%
ITEM CODE | DESCRIPTION | (RM)
GAS001 | R-22 X 13.6KGS REF GAS | 242.6667
GAS001.1 | R-507 X 11.3KGS REF GAS | 402.6667
GAS001.2 | R-404 X 10.9KGS REF GAS | 396
GAS001.3 | R-134A X 13.6KGS REF GAS | 660.7595
GAS001.4 | R-410a X 10KGS REF GAS | 529.3333
GAS001.5 | R-290 X 5KGS GAS | 185.2326
GAS001.6 | R-407c X 11.3KGS REF GAS | 589.3333
GAS002 | R-600A X 6.5KGS GAS | 185.1331
GAS003 | R-32 X 9.5KGS GAS | 516

## Dixell & Thermometer
DATE :28.9.26
ITEM CODE | Model No. | Function | (RM) | PICTURE
DOT001 | MX32S-16P00-F (chiller 1hp-2hp) | Smart Cellar Controller (Comp 16amp cut in/out only with defrost timer) | ~
DOT002 | MX32SD-30P00 (chiller with defrost heater 1hp-3.5hp) | Smart Cellar Controller (Comp 30amp cut in/out with defrost 16amp) | 938.5537
DOT003 | MX32SR-16P00 (frezzer 1hp-2hp) | Smart Cellar Controller (Comp 16amp cut in/out with defrost 16amp,evaporator fan 10a and 2 auxillary 10a & 16a) | 1043.3221
DOT004 | MX32SR-30P00 (frezzer 1hp-3hp) | Smart Cellar Controller (Comp 30amp cut in/out with defrost 16amp,evaporator fan 10a and 2 auxillary 10a & 30a) | 1078.2449
DOT005 | DPR-TH01-ET*3M TEMP PROBE | Temp sensor probe | 9.499
DIX001 | XR02CX | Setting range： -40℃ ~ 110℃ Setting、Sensing accuracy： 1℃ ,Compressor 20(8)A/250VAC, Compressor Sensor：One NTC sensor, LED :RED ,chiller | 122.1001
DIX002 | XR06CX | Setting range： -40℃ ~ 110℃ Setting、Sensing accuracy： 1℃ ,Compressor 20(8)A/250VAC, Compressor Sensor：TWO NTC sensor, LED :RED | 169.8784
DIX002.1 | XR30CX-5R1C1 DIXELL DIGITAL CONTROLLER | Setting range： -40℃ ~ 110℃ Setting、Sensing accuracy： 1℃ ,Compressor 20(8)A/250VAC, Compressor Sensor：One NTC sensor, LED :RED ,chiller | 231.1364
DIX003 | PJEZS0H010 CAREL CONTROLLER CHILLER | Setting range： -40℃ ~ 110℃ Setting、Sensing accuracy： 1℃ ,Compressor 20(8)A/250VAC, Compressor Sensor：One NTC sensor, LED :RED ,chiller | 104.9279
DIX004 | PJEZC0H010 CAREL CONTROLLER FREZZER | Setting range： -40℃ ~ 110℃ Setting、Sensing accuracy： 1℃ ,Compressor 20(8)A/250VAC, Compressor Sensor：TWO NTC sensor, LED :RED | 160.532
DIX005 | NTC015HP00 CAREL SENSOR 1.5M | 0 | 13.5111
0 | XT121C-5C1TU | 2 stage digital controller (230v) c/w 1.5m ntc probe (FOR WATER CHILLER) | ~
0 | XT151D-5CITU | 3 stage digital controller (230v) c/w 1.5m ntc probe (FOR WATER CHILLER) | ~
0 | XT160D-5C0TU | 4 stage digital controller (230v) c/w 1.5m ntc probe (FOR WATER CHILLER) | ~
DIX007 | XR64CX-5N1C3 | 230vac , 3pcs 1.5m ntc probe ,to control (1) compressor ,(1) fan ,(2) defrost. | 394.755
0 | XR72CX-0N0C8 | 12vac, 2pcs 1.5m ntc probe ,to control (2) compressor ,(1) fan ,(1) defrost. | ~
0 | XLR470-500C1 | 230vac , 4pcs 1.5m ntc probe ,to control (2) compressor ,(2) fan ,(2) defrost. | ~
THE001 | T-01B-1 SQUARE TYPE | Range -40~+40C,capillary length 1.5M ANALOG THERMOMETER | 19.9034
THE002 | RT-01A ROUND TYPE | Range -40~+40C,capillary length 1.5M,plastic case,size 4" ANALOG THERMOMETER | ~
THE002.1 | 2460 THERMOMETER (100mm round) | Range -40~+40C,capillary length 1.5M,plastic case,size 4" ANALOG THERMOMETER | 66.3918
THE003 | W-9000T Digital Thermometer (9 3/4" x 5 5/8") on celcius |  | 151.6603
THE004 | W-9002TC Digital Thermometer/Humidity (9 3/4" x 5 5/8") on celcius |  | 261.9588
THE005 | THERMOMETER industrial 20mm -30+50C |  | 65.2174
THE006 | THERMOMETER industrial 40mm -30+50C |  | 65.2174
THE007 | THERMOMETER industrial 63mm -30+50C |  | 67.029
THE008 | THERMOMETER industrial 80mm -30+50C |  | 69.755
THE009 | THERMO MANOMETER l 63mm connection 80mm dial 0+120C , 0-6bar |  | 56.8343
THE010 | ELECTRIS PRESSURE GAUGE 100mm |  | 497.3006
THE011 | PT560 PRESSURE TRANSMITTER 24VDC (4-20mA) |  | 303.4896
SF001 | SF-121L | Chiller (cut in/out ) | 54.2246
DIX010 | YK-282 | CHILLER | 73.9426
DIX011 | YK-283 | FREEZER | 96.6184
DIX012 | YK-301B | CHILLER (C/W ALARM) | 93.6607
DIX013 | YK-302 | CHILLER + HUMIDIFIER (C/W ALARM) | 113.3787
DIX014 | YK202 | CHILLER + LIGHT | 64.0836
DIX015 | YK-205 | FREEZER + LIGHT | 93.6607
DIX016 | YK-252 | CHILLER + 1 LIGHT | 64.0836
DIX017 | YK-253 | CHILLER + 2 LIGHT | 76.9003
DIX018 | YK-604 | CHILLER + LIGHT | 73.9426
DIX019 | YK-605 | FREEZER | 88.7311
DIX020 | YK-615 | FREEZER + DOOR TRIP | 93.6607
DIX021 | FX32PR-00 | DIGITAL LP/HP CONTROLLER | 262.2222
DIX022 | DP506.930A | Low pressure sensor -1 ~ 9bar | 327.7778
DIX023 | DPR-PT01-P6D050L*3M | TEMP PROBE | 65.5556
DIX024 | FX3D-A1 | DIGITAL TEMP CONTROL | 163.8889
DIX025 | DPR-TH01-ET*2M | TEMP PROBE | 0
DIX026 | DPR-TH02-ET | TEMP PROBE | 15.0778
DIX027 | FX3T-TC-A1 | DIGITAL TEMP CONTROL | 222.8889
DIX028 | FX3Q-RTD-A1 | DIGITAL TEMP CONTROL | 242.5556
DIX029 | DPR-RT01-P6D50L*3M | TEMP PROBE | 65.5556
DIX030 | CX9230C-M,DOTECH | Smart Chiller Controller | 819.4444
DIX031 | CX9230D-V,DOTECH | Smart Chiller Controller | 983.3333
DIX032 | DP514-P115 | PRESSURE SENSOR | 150.7778
DIX033 | DP514-P150 | PRESSURE SENSOR | 150.7778
DIX034 | DPR-TH01-S4D40L*1/4*2M | TEMP PROBE | 59
DIX035 | DPR-TH02-P6D50L*2M | TEMP PROBE | 98.3333
DIX036 | 24069001 | TRANSFORMER | 65.5556
DIX037 | FX32S-16P00-F | FX32S REFRIGERATION CONTROLLER | 111.4444
DIX038 | DPR-TH01-ET*3M | TEMP PROBE | 6.5556
DIX039 | FX32SB-16P00-F | 0 | 150.7778
DIX040 | DPR-TH01-ET-3M | TEMP PROBE | 6.5556
DIX041 | FX3S-00+TH1-ET | DIGITAL TEMP CONTROL | 91.7778
DIX042 | FX3D-00+TH1-ET | DIGITAL TEMP CONTROL | 104.8889
DIX043 | FX3T-TC-00 | DIGITAL TEMP CONTROL | 163.8889
DIX044 | FX3Q-RTD-00 | DIGITAL TEMP CONTROL | 180.2778
DIX045 | FX32SR-16P00-F | 4 RELAY,CLOCK | 262.2222
DIX046 | DPR-TH01-ET*3M | TEMP PROBE | 6.5556
DIX047 | DPX200-HL-00-BAR | DIGITAL PRESSURE SWITCH (LP/HP) | 517.8889
DIX048 | DPX200-HL-R4-BAR | DIGITAL PRESSURE SWITCH (LP/HP) | 590
DIX049 | MX32S-16P00-F | SMART CELLAR CONTROLLER | 150.7778
DIX050 | DPR-TH01-ET-*3M | TEMP PROBE | 6.5556
DIX051 | MX32SD-30P00 | SMART CELLAR CONTROLLER | 426.1111
DIX052 | DPR-TH01-ET*3M | TEMP PROBE | 6.5556
DIX053 | MX32SR-16P00 | SMART CELLAR CONTROLLER | 524.4444
DIX054 | DPR-TH01-ET*3M | TEMP PROBE | 6.5556
DIX055 | MX32SR-30P00 | SMART CELLAR CONTROLLER | 557.2222

## Elitech
DATE :28.9.26
ITEM CODE | Model No. | Function | Main selling Points | Bench product | Application | (RM) | Wiring diagram | Picture
ELI001.1 | STC-1000HX | Refrigeration and heating（set by program） |  |  |  | 53.3053
ELI003 | STC-8080A+ | Refrigeration, defrost w/o alarm | Refrigeration,defrost,temperature upper/lower limit setting, ease of operation | w/o alarm | cold cabinet, cold storage, kitchen refrigerator/freezer | 71.758
ELI003.1 | STC-8080AX | 0 |  |  |  | 61.4169
ELI004 | STC-8080A (12V) | Refrigeration, defrost | Refrigeration,defrost,temperature upper/lower limit setting, ease of operation | w/o alarm | cold cabinet, cold storage, kitchen refrigerator/freezer | 86.8239
ELI006 | TPM-910+ | LED display | Waterproof level:IP65 |  | Display cases,cold cabinet,etc | 35.1989
ELI007 | TPM-900+ | LED display | Smart and elegant appearance |  | Display cases,cold cabinet,etc | 35.1989
ELI008 | TPM-10F | LED display | plug-in connection,with long life time,reliable performance |  | beverage cabinet,display cases,etc | 9.4646
ELI009 | TPM-30 | LED display | Pre-positive battery installation,ease of replacement |  | beverage cabinet,display cases,etc | 19.5549
ELI010 | ST-2 | Thermometer | dual way temperature measuring,big LCD display |  | water temperature measuring for aquarium | 14.8617
ELI17 | DS-1 | Thermometer | dual way temperature measuring,easy placement,temperature switch between ℃ and ℉ |  | home,office,etc | 12.5152
ELI011 | WT-1B | plug in thermometer | temperature range: -50℃--+300℃, switch between ℃ and ℉ |  | foodstuff and chemical industry | 19.946
ELI012 | BT-2 | thermometer and hygrometer | dual way temperature and one way humidity,big LCD display,with elegant appearance |  | home,office,etc | 54.7538
ELI013 | BT-3 | thermometer and hygrometer | dual way temperature and one way humidity,big LCD display,with elegant appearance |  | home,office,etc | 62.5758
ELI014 | DT-3 | thermometer and hygrometer | display dual way temperature and one way humidity |  | home,office,etc | 46.9318
ELI26 | LT-2 | thermometer and hygrometer | display one way temperature and one way humidity,with elegant appearance |  | home,office,etc | 27.3769
ELI36.1 | DR-210A New | Two ways temperature and humidity data recorder, Thermal or stylus printer optional, Big recording capacity, Big LCD | Temperature measuring range: -50℃~+120℃ Sensor: NTC | DR-400A New | widely used in industries of foodstuff, medicine, cold-chain transportation and other industries accordant with HACCP system certification. Lab, | 871.5909
0 | MTC-6020 New | Easy operation Water pump Fan Double screen Alarm | Measuring range:-50℃~+50℃ Sensor:2 NTC | MTC-6020 | mainly suitable for cold storage control | 103.9205
ELI015 | DHC-100+ New | Humidification Dehumidification Humidity sensor Pass word lock High measuring accuracy | Measuring range: 0%RH~99%RH Controlling range: 10%RH~99%RH | DHC-100+ | Widely used in humidifier, dehumidifier, air humidity adjuster, humidity control equipment | 155.2795
ELI016 | ETC-902 | Temperature measuring and display ℃/ ℉optional Refrigeration/heating optional Front panel waterproof level IP 65 Password lock Copy card （The function is the same as Eliwell IC902) | Measuring range：-50℃～99℃ (-58℉~210℉) NCT sensor 1pc | ETC-902 | Suitable for display cabinet, freezing cabinet etc. | 70.5816
ELI017 | ETC-902 (12V) | Temperature measuring and display ℃/ ℉optional Refrigeration/heating optional Front panel waterproof level IP 65 Password lock Copy card （The function is the same as Eliwell IC902) | Measuring range：-50℃～99℃ (-58℉~210℉) NCT sensor 1pc | ETC-903 | Suitable for display cabinet, freezing cabinet etc. | 67.0455
ELI018 | ETC-961 | Temperature measuring and display ℃/ ℉optional Refrigeration/heating optional Front panel waterproof level IP 65 Password lock Copy card （The function is the same as Eliwell IC961) | Measuring range：-50℃～99℃ (-58℉~210℉) NCT sensor 1pc |  | Suitable for display cabinet, freezing cabinet etc. | 70.3977
ELI019 | ETC-974A | Temperature measuring and display ℃/ ℉optional NTC/PTC Optional Front panel waterproof level IP 65 Password lock Copy card （the function is the same as EliwelI ID974) | Measuring range： NTC:–50～110℃ (-58...230℉) PTC:–55～140℃ (-67...284℉) NCT sensor： 2pc | ETC-974 | Suitable for display cabinet, freezing cabinet etc. | 78.2197
ELI020 | ETC-974 (12V) | Temperature measuring and display ℃/ ℉optional NTC/PTC Optional Front panel waterproof level IP 65 Password lock Copy card （the function is the same as EliwelI ID974) | Measuring range： NTC:–50～110℃ (-58...230℉) PTC:–55～140℃ (-67...284℉) NCT sensor： 2pc | ETC-974 | Suitable for display cabinet, freezing cabinet etc. | 95.2045
ELI021 | SENSOR DIGITAL THERMOSTAT | 0 |  |  |  | 9.813
ELI021.1 | ECB-1000P | CHILLER 1ph |  |  |  | 367.5473
ELI021.2 | ECB-1000PLUS | CHILLER/FREEZER C/W comp,defrost,fan,light,alarm with high power |  |  |  | 469.3182
ELI021.3 | ECB-1000PLUS wifi | CHILLER/FREEZER C/W comp,defrost,fan,light,alarm with high power |  |  |  | 547.5379
ELI022 | RCW-800TDE | Smart wireless data logger -dual temperature channel 20000 points,with alarm output |  |  |  | 503.9526
ELI023 | RCW-800THE | Smart wireless data logger -dual temperature ,humidity channel 20000 points,with alarm output |  |  |  | 494.0711
ELI026 | LTC-1626 | CHILLER DIGITAL c/w ligth on/off, power on/off (137.5mm*33mm) |  |  |  | 93.8636
ELI027 | LTC-1815 | FREZZER DIGITAL c/w light on/off(137.5mm*33mm) |  |  |  | 132.9735
ELI027.1 | LTC-100 | SPLIT CONTROLLER |  |  |  | 305.0568
ELI027.2 | SF-203F DIGITAL TEMPERATURE CONTROLLER |  |  |  |  | 90.5797
ELI027.3 | SF-205 DIGITAL TEMPERATURE CONTROLLER |  |  |  |  | 141.1632
ELI027.4 | SF-128SW DIGITAL TEMPERATURE CONTROLLER |  |  |  |  | 247.0356
ELI027.5 | SF-487 DIGITAL TEMPERATURE CONTROLLER |  |  |  |  | 447.0168
ELI027.6 | SF-486 DIGITAL TEMPERATURE CONTROLLER |  |  |  |  | 823.4519
ELI027.7 | SF-415P DIGITAL TEMPERATURE CONTROLLER |  |  |  |  | 164.6904
ELI028 | ECS-02CX | replace dixell XR-02 |  |  |  | 64.7659
ELI028.1 | ECS-06CX | replace dixell XR-06 |  |  |  | 86.0417
ELI029 | ECS-974NEO | 0 |  |  |  | 66.4867
ELI030 | LogEt 8 PTE Data Logger | Measurement: -85°C ~ 150°C Range: -121°F ~ 302°F |  |  |  | 351.9886
ELI031 | LogEt 8 UTE Data Logger | Measurement: -196°C ~ 150°C Range: -320.8°F ~ 302°F |  |  |  | 430.2083
ELI032 | ECS-2012neo | 50c ~ -150c |  |  |  | 211.1932
ELI033 | ECB-LS230WIFI(5HP) | 0 |  |  |  | 758.1294
ELI034 | CK-H10 Water chiller controller | 0 |  |  |  | 274.3706
ELI035 | ECS-2180neo A(16.10.05.05) Digital controller | use for comercial refrigerator c/w lamp on/off,door switch,alarm,16amp comp,10a defrost,5a fan |  |  |  | 93.8636
ELI036 | MS-1000S DIGITAL MANIFOLD | 0 |  |  |  | 899.5265
ELI036.1 | MS-2000S DIGITAL MANIFOLD | 0 |  |  |  | 2151.0417
ELI036.2 | MS-4000S DIGITAL MANIFOLD | 0 |  |  |  | 2424.8106
ELI037 | VGW-760 VACUUM GAUGE | 0 |  |  |  | 648.5124
ELI038 | PG-30pro digital meter | 0 |  |  |  | 223.8287
ELI039 | ILD-200 LEAK DETECTOR | 0 |  |  |  | 1057.5475
ELI040 | LS-200 CONTROLLER C/W CIRCUIT AND TRANSFORMER | 0 |  |  |  | 315.2254
ELI044 | LMC-100F+ Refrigeration scale | 0 |  |  |  | 342.2947
WITH STOCK
PRICE VALID : For intend order only and ex-factory at K.L price
*PLEASE EMAIL OR FAX OVER THE BANK IN SLIP
BANK ACC :HONG LEONG BANK BHD 36600016285 , PUBLIC BANK BHD 3119617816
BENEFICIARY :WELLER AIR-COND PARTS ENTERPRICE SDN BHD
Generated by computer

## ICE CUBE
DATE :28.9.26 | [7 empty] | -15% warrantly 1year on parts only | 1year warrantly on all parts include site visit KLANG VALLEY | warrantly 2years on parts and site services KLANG VALLEY | dealer -10% | dealer -15% | dealer -20%
ITEM CODE | MODEL | capacity comp hp | up(column) | straight(row) | QUANTITY OF ICE CUBE | CAPACITY KG/DAY | EXTERNAL DIMENSION mm (H*W*L) | ice evaporator only (RM) | (RM) ICE CUBE MACHINE warrantly 1year | (RM) ICE CUBE MACHINE warrantly 2 years | 1year installment cw warrantly 18months | 2year installment | 3years installment | PICTURE
ICE001 | 13X12 | 1hp 13*12 | 13 | 12 | 156 | 149.76 | 0 | 1058.6611 |  |  | 0 | 0 | 0
ICE002 | 13X14 | 1.25hp 13*14 | 13 | 14 | 182 | 174.72 | 0 | 1235.1047 |  |  | 0 | 0 | 0
ICE002.1 | 13X18 | 1.5hp 13*18 | 13 | 18 | 234 | 224.64 | 0 | 1587.9917 |  |  | 0 | 0 | 0
ICE003 | 19X18 | 2hp 19*18 | 19 | 18 | 342 | 328.32 | 0 | 2320.911 |  |  | 0 | 0 | 0
ICE004 | 22X18 | 2.5hp 22*18 | 22 | 18 | 396 | 380.16 | 0 | 2687.3706 |  |  | 0 | 0 | 0
ICE005 | 22X20 | 3hp 22*20 | 22 | 20 | 440 | 422.4 | 0 | 2985.9673 |  |  | 0 | 0 | 0
ICE005.1 | 24X20 | 3hp 3ph 24*20 | 24 | 20 | 480 | 460.8 | 0 | 3257.4189 |  |  | 0 | 0 | 0
ICE006 | QICM-150 (150kgs) 13*12 | 1hp (4.35amp)13*12 | 13 | 12 | 156 | 149.76 | 1630*560*800 | 1058.6611 | 5611.9839 | 6602.334 | 647.2876 | 392.9961 | 333.4512
ICE007 | QICM-180 (180kgs) 13*14 | 1.25hp (4.6amp)13*14 | 13 | 14 | 182 | 174.72 | 1730*560*800 | 1235.1047 | 6196.5656 | 7290.0772 | 714.7134 | 433.9332 | 368.1857
ICE009 | QICM-250 (250kgs) 13*18 | 1.5hp (5.7amp)13*18 | 13 | 18 | 234 | 224.64 | 1730*760*800 | 1587.9917 | 7599.5616 | 8940.6607 | 876.5354 | 532.1822 | 451.5485
ICE011 | QICM-350 (350kgs) 19*18 | 2hp (8.12amp)19*18 | 19 | 18 | 342 | 328.32 | 1930*760*800 | 2320.911 | 9470.2229 | 11141.4387 | 1092.2979 | 663.1809 | 562.6989
ICE012 | QICM-400 (400kgs) 22*18 | 2.5hp (11amp)22*18 | 22 | 18 | 396 | 380.16 | 1930*760*800 | 2687.3706 | 10288.6372 | 12104.2791 | 1186.694 | 720.4928 | 611.3272
ICE012.1 | QICM-450 (450kgs) 22*20 | 3hp (11.8amp)22*20 | 22 | 20 | 440 | 422.4 | 1930*760*802 | 2985.9673 | ~ | ~ | ~ | ~ | ~
ICE013 | QICM-480 (480kgs) 24*20 | 3hp 3ph (5.1amp) 24*20 | 24 | 20 | 480 | 460.8 | 1930*760*800 | 3257.4189 | 13886.5788 | 16337.1515 | 1601.6815 | 972.4495 | 825.1087
ICE013.01 | QICM-500 (500kgs) 14*18*2 | [5 empty] | 1890*780*1320 | ~ | 16134.4538 | 18981.7103 | 1860.952 | 1129.8637 | 958.6722
ICE013.02 | QICM-760 (760kgs) 19*20*2 | [5 empty] | 2050*780*1320 | ~ | 19758.8601 | 23245.7177 | 2278.9919 | 1383.6737 | 1174.0261
ICE015 | ICY BOARD WZB1115 | 0 | 0 | 0 | 0 | 0 | 0 | 302.7298
ICE016 | SOLENOID VALVE FDF-6A | 0 | 0 | 0 | 0 | 0 | 0 | 62.8425
ICE017 | FCD-270A INLET VALVE | [6 empty] | 17.7462
ICE017.1 | FPD-360L INLET VALVE | [6 empty] | 21.9218
ICE018 | FDP-90A 排水阀 (Drain Valve) | [6 empty] | 38.3632
ICE018.1 | WATER PRESSURE CONTROL VALVE 3/4" | [6 empty] | 219.2181
ICE019 | 300P 储冰桶 (ICE BIN) | [6 empty] | 1164.5963
ICE020 | 500P 储冰桶 (ICE BIN) | [6 empty] | 1293.9959
ICE020.01 | 600P 储冰桶 (ICE BIN) | [6 empty] | 1682.1946
ICE021 | 2000P 储冰桶 (ICE BIN) c/w top cover | [6 empty] | 3105.5901
ICE021.01 | 2500P 储冰桶 (ICE BIN) c/w top cover | [6 empty] | 4399.5859
ICE022 | 新款200P内胆 (New model Inner) | [6 empty] | 175.3745
ICE024 | 500P 内胆 (Inner)(760mm) | [6 empty] | 277.6763
ICE025 | 2000P 内胆 (Inner)(1220mm) | [6 empty] | 526.1235
ICE025.01 | 2500P 内胆 (Inner)(1500mm) | [6 empty] | 672.2689
ICE026 | 500P T型水槽 Sink 700*240 | [6 empty] | 30.6905
ICE027 | 2000P T型水槽 (Sink) | [6 empty] | 219.2181
ICE028 | 新款200P门框 (New model Door Frame) | [6 empty] | 146.1454
ICE029 | 300P 门板 Door Panel 590*460 | [6 empty] | 67.2269
ICE030 | 500P 门板 Door Panel 780*460 | [6 empty] | 81.8414
ICE031 | 2000P 门板 Door Panel 1245*460 | [6 empty] | 175.3745
ICE032 | 4*6 进水管 (1.5m) Inlet pipe | [6 empty] | 18.2682
ICE033 | 4*4 进水管 (1m) Inlet pipe | [6 empty] | 16.4414
ICE034 | 10"寸单级净水透明过滤器(pp) (Single-stage water purification transparent filter) | [6 empty] | 58.4582
ICE035 | 小号冰铲 (Small Ice Shovel) | [6 empty] | 9.1341
ICE036 | 中号冰铲 (Medium Ice Shovel) | [6 empty] | 14.6145
ICE037 | 大号冰铲 (Big Ice Shovel) | [6 empty] | 27.4023
ICE038 | 直+弯波纹排水管 (Straight+elbow corrugated drainage pipe) | [6 empty] | 8.2207
ICE039 | 4/6分接头 Connector | [6 empty] | 5.1151
ICE040 | T型硅胶管(套) Silicone Tube | [6 empty] | 46.5839
ICE041 | 蛇皮(PVC)排水管(卷) Snakeskin Drain Pipe | [6 empty] | 438.4362
ICE042 | 挂钩 Hook | [6 empty] | 1.4615
ICE043 | SWITCH BUTTON | [6 empty] | 2.1922
0 | CASING (5/8HP-1.5HP)150 -250KGS | [6 empty] | 0
0 | CASING (2HP-3HP)350 -500KGS | [6 empty] | 0
0 | WHP02700RCV | [6 empty] | 0
0 | SG167UV | [6 empty] | 0
0 | SG184SV | [6 empty] | 0
0 | HSM165V3UDZA | [6 empty] | 0
0 | HSM215V3UDZ | [6 empty] | 0
0 | WHP09800RCV | [6 empty] | 0
0 | WHP0980DCV | [6 empty] | 0
0 | DTH488LC3-3ph | [6 empty] | 0

## hardware
DATE :28.9.26
ITEM CODE | MODEL | DIMENSION (MM) | (RM) | PICTURE
HAR001 | TABLE LIFT 350KGS (1.3M HIGH) | 910*500*52 | 1411.9658
HAR002 | TABLE LIFT 800KGS (1.5M HIGH) | 1220x610x60 | 2470.9402
HAR003 | SYPIIK 2T PALLET TRUCK 550*1150mm DOUBLE PU WHEEL | 915mm(L)*520mm(W) | 938.9573
HAR004 | SYPIIK 2T PALLET TRUCK 520*915mm DOUBLE PU WHEEL | 1100mm(L)*540mm(W) | 917.7778
HAR005 | SYPIIK 2.5T PALLET TRUCK 685*1220mm DOUBLE PU WHEEL | 1220mm(L)*685mm(W) | 1044.8547
HAR006 | PALLET TRUCK SCALE 2T 550*1150MM |  | 2753.3333
HAR007 | SYG-1020 HAND STACKER 1T/2M/fork size (300-680)*1070mm |  | 3247.5214
HAR007.1 | SDYG1030 SEMI ELECTRIC STACKER (1TON / 3M) |  | 8542.3932
HAR007.2 | SDYG1035 SEMI ELECTRIC STACKER (1TON / 3.5M) |  | 8542.3932
HAR008 | SDYG1520 SEMI ELECTRIC STACKER |  | 8895.3846
HAR009 | SDYG2016 SEMI STACKER /2T/1.6M |  | 8895.3846
HAR009.01 | ELE15-4M ELECTRIC PALLET TRUCK 4M height |  | 10865.0769
HAR010 | SYP-Y DRUM TRUCK |  | 897.0136
HAR011 | SDYG-Z 0513 SELF -LIFT STACKER (500kgs) |  | 9742.5641
HAR011.01 | SDYG-Z 1016 SELF -LIFT STACKER (1ton) |  | 12707.6923
HAR012 | SYG-Q 0415MINI HAND STACKER 400KG 1.5m |  | 2093.0317
HAR013 | PALLET TRUCK PU WHEEL 74*70 |  | 28.4054
HAR014 | PALLET TRUCK PU WHEEL 180*50 |  | 44.8507
HAR015 | SMA-M5.5 ALUMINIUM LIFT |  | 9418.6425
HAR016 | SMA-M7.5 ALUMINIUM LIFT |  | 11362.1719
HAR017 | GTW-2-12 ELETRIC ALUMINIUM LIFT |  | 19134.5712
HAR017.01 | GTJZ12-320KGS Self propelled scissor lift |  | 58280.1061
#REF! | #REF! |  | #REF!
#REF! | #REF! |  | #REF!
#REF! | #REF! |  | #REF!
#REF! | #REF! |  | #REF!
#REF! | #REF! |  | #REF!
#REF! | #REF! |  | #REF!
HAR018 | 3" pp castor wheel black |  | 6.0451
HAR019 | 3" pp castor wheel adjustable black |  | 6.3773
HAR020 | 3" pp castor wheel adjustable c/w stopper black |  | 8.8352
HAR020.1 | 4" pp castor wheel adjustable |  | 6.8801
HAR020.2 | 5" pp castor wheel adjustable |  | ~
HAR020.3 | 4" pp castor wheel adjustable c/w stopper |  | 8.9936
HAR020.4 | 5" pp castor wheel adjustable c/w stopper |  | ~
HAR021 | 60F heavy duty castor wheel |  | 50.2209
HAR022 | 80F heavy duty castor wheel |  | 68.1569
HAR023 | 100F heavy duty castor wheel |  | 87.8865
HAR024 | 4"HD pu castor wheel adjustable |  | 43.0465
HAR025 | 5"HD pu castor wheel adjustable c/w stopper |  | 64.5697
HAR026 | 3" Wheel Size zinc plating steel housing |  | 16.1424
HAR027 | Wheel size in 4"(100X32mm) |  | 19.7296
HAR028 | Wheel size in 5"(125X38mm) |  | 28.6976
HAR029 | Wheel size in 9.4"(235X45mm) |  | 48.4273
HAR040 | HHK-8 (9ton) |  | 319.5118
HAR041 | HHK-8B (11ton) |  | 379.96
HAR042 | HHK-15 (13ton) |  | 831.1625
HAR043 | DIE SET A |  | 199.479
HAR044 | HHJG-100 |  | 1068.6375
HAR045 | HHM-60 (31TON) Hydraulic punch tool |  | 712.425
HAR046 | HHM-70 (35TON) Hydraulic punch tool |  | 910.3208
HAR047 | HHM-80 (50TON) Hydraulic punch tool |  | 3522.5458
HAR048 | HHYG-10250S (10ton)(diameter 70mm*36mm) |  | 601.6033
HAR049 | HHYG-10300S (10ton)(diameter 70mm*36mm) |  | 680.7617
HAR050 | HHYG-20250S (20ton)(diameter 80mm*45mm) |  | 767.8358
HAR051 | HHYG-20300S (20ton)(diameter 80mm*45mm) |  | 973.6475
HAR052 | HHB-630B |  | 1741.4833
HAR053 | HHB-630B-II (380V/3PH/1.5KW) |  | 2651.8042
HAR054 | HHB-630C |  | 1424.85
HAR055 | HHB-630F |  | 1947.295
HAR056 | HHB-630B-1 |  | 3023.8483
HAR057 | HHB-700S |  | 886.5733
HAR058 | HHB-800B |  | 641.1825
HAR059 | HHW-2J |  | 783.6675
HAR060 | HHM-200W |  | 696.5933
HAR061 | DIE SET SQUARE |  | 284.97
HAR062 | DIE SET SQUARE |  | 518.1273
HAR063 | DIE SET SQUARE |  | 1169.2308
HAR064 | DIE SET SQUARE |  | 222.2766
HAR065 | DIE SET SQUARE |  | 344.8137
HAR066 | DIE SET SQUARE |  | 287.8197
HAR067 | DIE SET SQUARE |  | 504.3969
HAR068 | DIE SET ROUND |  | 0
0 | HH-I |  | 84.5411
0 | HH-II |  | 53.1944
0 | HH-III |  | 109.2385
0 | HH-IV |  | 109.2385
0 | SPG100 |  | 142.485
0 | SPG60 |  | 132.986
0 | GA7001 |  | 39.8958
0 | GA7002 |  | 80.7415
0 | SOV700 |  | 142.485
0 | MF2RCT |  | 303.968
0 | RH2M |  | 74.0922
0 | TPH2M |  | 148.1844
HAR069 | OXYGEN REGULATOR |  | 74.7642
HAR069.1 | NITROGEN REGULATOR |  | 403.4613
HAR070 | WELDING TORCH SMALL H01-6 |  | 52.45
HAR071 | WELDING TORCH BIG G01-30 |  | 82.8157
HAR072 | J1Z-FF07-10 Electric Drill |  | 132.7175
HAR073 | J1Z-FF-13 Electric Impact Drill |  | 191.1132
HAR074 | J1Z-FF-16 Electric Drill |  | 191.1132
HAR075 | DCJF15(TYPE A) Cordless Sabre Saw |  | 477.7831
HAR076 | DCJZ10-10(TYPE B) Cordless Driver Drill |  | 323.8308
HAR077 | DCJZ09-10(TYPE B)Cordless Driver Drill |  | 302.596
HAR078 | DCPL5(TYPE C) Cordless Screwdriver |  | 122.1001
HAR079 | DCPL02-5(TYPE B) Cordless Screwdriver |  | 111.4827
HAR080 | Z1C-FF02-20 Drill |  | 265.435
HAR081 | Z1C-FF05-26 Hamme Drill |  | 371.6091
HAR082 | Z1C-FF03-26 Hamme Drill |  | 302.596
HAR083 | Z1C-FF-38 Hamme Drill |  | 700.7485
HAR084 | S1M-FF03-100A Angle Grinder |  | 127.4088
0 | S1J-FF02-10 Die Grinder |  | 100.8653
0 | S1N-FF-120X100 Grinding Polisher |  | 419.3874
0 | S1P-FF03-180 Electric Rotary Hammer |  | 355.683
0 | M1R-FF-12 Wood Router |  | 477.7831
0 | J1G-FF03-355 Electric Cut-off Machine |  | 562.7223
0 | J1X-FF-255 Electric Mitre Saw |  | 833.4661
HAR085 | Q1F-FF-32 Electric Blower |  | 148.6436
HAR086 | M1Q-FF-85 Jig Saw |  | 318.5221
HAR087 | ET65/380V 4HP/3KW 8KGJAGUAR COMPRESSOR |  | 2526.9417
HAR088 | HET65/380V 4HP/3KW 12.5KGJAGUAR COMPRESSOR |  | 4565.4828
HAR088.01 | HET90/380V 10HP/3KW 12.5KGJAGUAR COMPRESSOR |  | 9343.3137
HAR088.02 | Air dryer ED-10FC |  | 4565.4828
HAR088.03 | RECEIVER TANK 0.6M2 * 13KGS |  | 3163.9858
HAR088.04 | 3HP 220V AIR COMPRESSOR |  | 1592.6103
HAR089 | 3KW/380V SEWO cut-off machines |  | 721.9833
HAR090 | M3025/380V SEWO Grinders |  | 764.4529
HAR091 | 6inch jaw vice |  | 233.5828
HAR092 | 8inch jaw vice |  | 265.435
HAR093 | Z4120/380V INDUSTRIAL TYPE RILLING MACHINE |  | 2972.8725
HAR094 | PLIER SMALL |  | 212.348
HAR095 | PLIER MEDIUM |  | 233.5828
HAR096 | PLIER BIG |  | 254.8176
HAR097 | END CAP 8" |  | 29.7287
HAR098 | END CAP 10" |  | 45.6548
HAR099 | 8TON HYDRAULIC JET |  | 125.2853
HAR100 | KM42-M10 Medium Duty Swivel Type 75x32mm |  | 14.7573
HAR101 | KM44-M10 Medium Duty Brake Type 75x32mm |  | 17.0002
HAR102 | KE-300-P plastic push cart 60cm*90cm |  | 184.6366
HAR103 | KE-300-S Steel push cart 60cm*90cm |  | 219.2706
HAR104 | 8*80 S/STEEL BOLT |  | 1.5528
HAR105 | 8*25 STEEL GALVANISE BOLT |  | 0.33816
HAR106 | 6*30 STEEL GALVANISE BOLT |  | 0.18979
HAR107 | M8*9 NUT |  | 0.13803
HAR108 | M6*3.8 NUT |  | 0.069013
HAR109 | RING 8*25*1.5mm |  | 0.15528
HAR110 | RING 6*20*1.5mm |  | 0.12077
0 | 16ft * 3 * 9 yellow/white |  | 0
0 | 13.5ft * 4 * 8 blue/red cw papan |  | 0
0 | 8',7 8",8.5' * 4 * 12',9' blue/red |  | 0
0 | 6 6" * 4 * 10' , 9' blue/red (ada papan) |  | 0
HAR118 | ROOFING MACHINE 762MM PROFILE |  | 40876.9974
HAR119 | Steel stripe type spiral duct machine cw plasma and mould |  | 82600
HAR120 | W11G-2X1000 Electric rolling machine |  | 6706.8376
HAR121 | Electric reel machine |  | 4941.8803
HAR122 | Hydraulic press brake WC67K-63T/2500 CW CNC CYBELEC CYBTOUCH 8 |  | 72766.6667

## HOIST
DATE :28.9.26
ITEM CODE | MODEL | DIMENSION (MM) | (RM) | PICTURE
#REF! | #REF! | #REF! | #REF!
HOI001 | 0.5 TON KITO CHAIN HOIST (6M) 6.8M/1MIN | (6M) 6.8M/1MIN | ~
HOI002 | 1 TON KITO CHAIN HOIST (6M) 4.6M/1MIN | (6M) 4.6M/1MIN | 1360.5442
#REF! | #REF! | #REF! | #REF!
#REF! | #REF! | #REF! | #REF!
HOI003 | 2 TON KITO CHAIN HOIST (6M) 6.6M/1MIN | (6M) 6.6M/1MIN | 2237.9966
#REF! | #REF! | #REF! | #REF!
#REF! | #REF! | #REF! | #REF!
#REF! | #REF! | #REF! | #REF!
HOI006 | 3 TON KITO CHAIN HOIST (10M) 6.6M/1MIN | (10M) 6.6M/1MIN | 2346.4458
HOI007 | 0.5 TON HITACHI CHAIN HOIST (6M ) 4.6M/1MIN | (6M ) 4.6M/1MIN | 1577.4426
HOI008 | 1 TON HITACHI CHAIN HOIST (6M ) 4.6M/1MIN | (6M ) 4.6M/1MIN | 2464.754
HOI009 | 2 TON HITACHI CHAIN HOIST (6M) 6.8M/1MIN | (6M) 6.8M/1MIN | 3943.6064
HOI010 | 1TON (3M MANUAL CHAIN HOIST) | 0 | 189.7861
HOI011 | 2TON (3M MANUAL CHAIN HOIST) | 0 | 253.0481
HOI012 | 1TON (5M MANUAL CHAIN HOIST) | 0 | 253.0481
HOI013 | 2TON (5M MANUAL CHAIN HOIST) | 0 | 356.5677
HOI014 | CHAIN FOR 1TON/METER | METER | 37.1609
HOI015 | CHAIN FOR 2TON/METER | METER | 84.9392
HOI016 | CHAIN FOR 2TON/METER | METER | 106.174
#REF! | #REF! | #REF! | #REF!
#REF! | #REF! | #REF! | #REF!
HOI017 | ROLLER 0.5TON | 0 | 92.0175
HOI018 | ROLLER 1TON | 0 | 97.7686
HOI019 | ROLLER 1TON PULL | 0 | 172.5328
HOI020 | ROLLER 3TON PULL | 0 | 368.0699
0 | ON/OFF (UP/DOWN) | 0 | 53.087
0 | ON/OFF (UP/DOWN and RIGHT/LEFT) | 415V | 42.4696
0 | ON/OFF (UP/DOWN, RIGHT/LEFT and FRONT/BACK) | 415V | 53.087
0 | HOIST MOTORIZED TROLLEY 1TON | 0 | 1133.7868
0 | HOIST MOTORIZED TROLLEY 2TON | 0 | 1281.6721
0 | HOIST MOTORIZED TROLLEY 3TON | 0 | 1577.4426

## Vaccum pump
DATE :28.9.26
ITEM CODE | Model | CFM (L/Min) | (RM) | Single Stage Vacuum Pump
VAC001 | XZ-1A VACUUM PUMP | 1.8cfm 50l/min | ~
VAC002 | XZ-1.5A VACUUM PUMP | 2.5cfm 70l/min | 258.1902
VAC003 | XZ-2A VACUUM PUMP | 3.5cfm 100l/min | 341.006
VAC004 | XZ-2.5A VACUUM PUMP | 4.5cfm 128l/min | 379.9781
VAC005 | XZ-3A VACUUM PUMP | 6cfm 170l/min | ~
VAC006 | XZ-4A VACUUM PUMP | 8cfm 226l/min | ~
0 | XZ-5A VACUUM PUMP | 10cfm 283l/min | ~
VAC008 | 2XZ-2A Dual Stage Vacuum Pump | 4.5cfm 128l/min | ~
VAC009 | 2XZ-3A Dual Stage Vacuum Pump | 6cfm 170l/min | ~
VAC010 | 2XZ-4A Dual Stage Vacuum Pump | 8cfm 226l/min | ~
0 | 2XZ-5A Dual Stage Vacuum Pump | 10cfm 283l/min | ~
0 | XZ-1AN Vacuum Pump(New Ref Gas) | 1.8cfm 50l/min | 292.2908
VAC013 | XZ-1.5AN Vacuum Pump(New Ref Gas) | 2.5cfm 70l/min | 360.1441
VAC014 | XZ-2AN Vacuum Pump(New Ref Gas) | 3.5cfm 100l/min | 480.1921
0 | XZ-3AN Vacuum Pump(New Ref Gas) | 6cfm 170l/min | ~
0 | XZ-4AN Vacuum Pump(New Ref Gas) | 8cfm 226l/min | ~
0 | XZ-5AN Vacuum Pump(New Ref Gas) | 10cfm 283l/min | ~
VAC020 | PC-125A CONDENSATE PUMP | Water flow rate: 125L/h,60W,Tank 1.8L,4M | ~
VAC021 | PC-320A CONDENSATE PUMP | Water flow rate: 320L/h,20W,TANK 1.8L,6M | ~
VAC022 | PC-40B CONDENSATE PUMP | Water flow rate: 40L/h at zero head,40L/H,10M | 193.3889
*PLEASE EMAIL OR FAX OVER THE BANK IN SLIP
BANK ACC :HONG LEONG BANK BHD 36600016285 , PUBLIC BANK BHD 3119617816
BENEFICIARY :WELLER AIR-COND PARTS ENTERPRICE SDN BHD
COMPUTER PRINT GENERATE ONLY

## TESTO
DATE :28.9.26
ITEM CODE | MODEL | Dealer (RM) cash -5% | PIC
TES001 | VAC Smart Probe kit* -testo 405i Thermal Anemometer,testo 410i Vane Anemometer,testo 605i Thermo-hygrometer,testo 805i Infrared Thermometer,in the testo Smart Case | 1537.8
TES002 | AC/R kit -(2x) testo 549i Refrigeration pressure gauge,(2x) testo 115i Pipe-clamp thermometers ,in the testo Smart Case | 1042.8
TES004 | Model : 0572 0561 , -30c ~ +70c | 710.16
TES005 | Model : 05720566 174-H | 455.4
TES006 | Model : 05632061 206 ,PH1 Instrument Kit | 472.164