## CU
DATE :28.9.26
ITEM CODE | MODEL CONDENSER | BRAND | H/P | DIMENSION LxWxH | FAN SETS | RECEIVER TANK | Compressor to match | roll | (RM) condenser only | (RM) c/w set axial fan sets | (RM) HEAVY DUTY FAN | PIC
CU001 | CU - 15 QC | 9FPI INLET GROOVE FIN CONDENSER COIL COMPLETE SET C/W AXIAL FAN SETS, RECEIVER TANK & IRON BASE | 1.5hp | 440x170x425 | 1 x 14 | CR-101-3 ,RT-2 | 0 | 3*16 | 399.6538 | 794.6423 | ~
CU002 | CU - 22 QC |  | 2hp | 450*180*470 | 1 x 14 | CR-102 ,RT-2 | MT22 | 4*16 | 580.389 | 975.3775 | ~
CU003 | CU - 32 QC |  | 2.5hp | 450*180*470 | 1 x 14 | CR-102 ,RT-3 | MT32 | 4*18 | 646.5737 | 1041.5622 | ~
CU004 | CU - 36 QC |  | 3hp | 500*200*520 | 1 x 16 | CR-102 ,RT-3 | MT36 | 4*20 | 780.2159 | 1222.0838 | ~
CU005 | CU - 40 QC |  | 3.5hp | 550*200*520 | 1 x 16 | CR103,RT-4 | MT40 | 5*20 | 977.4972 | 1366.3699 | ~
CU006 | CU - 50 QC |  | 4hp | 660*200*570 | 1 x 18 | CR103,RT-4 | 4FES-3(Y) | 5*20 | 1192.5975 | 1667.4758 | 1822.2009
CU007 | CU - 64 QC |  | 5hp | 960*200*520 | 2 x 16 | CR-104 ,RT-6 | 4EES-4(Y) | 4*20 | 1548.9767 | 2368.7597 | ~
CU008 | CU - 64B QC |  | 5hp | 710*220*660 | 1 x 20 | CR-104 ,RT-6 | 4EES-4(Y) | 4*26 | 1400.0611 | 2046.7373 | 2141.1992
CU009 | CU - 72 QC |  | 6hp | 960*220*520 | 2 x 16 | CR-104 ,RT-6 | 4DES-5(Y) | 5*20 | 1711.8929 | 2531.6759 | ~
CU010 | CU - 72B QC |  | 6hp | 710*240*660 | 1 x 20 | CR-104 ,RT-6 | 4DES-5(Y) | 5*26 | 1639.3443 | 2286.0204 | 2380.4824
CU011 | CU - 72BP QC |  | 6hp | 710*240*660 | 1 x 20 | CR-104 ,RT-6 | 4DES-5(Y) | 5*26 | 1639.3443 | 2286.0204 | 2380.4824
CU012 | CU - 90 QC |  | 7.5hp | 1060*220*570 | 2 x 18 | CR-104 ,RT-8 | 4CES-6(Y) | 5*22 | 2000.8146 | 2889.3299 | 3092.7898
CU013 | CU - 100 QC |  | 8.5hp | 1060*240*670 | 2 x 18 | CR-104 ,RT-8 | 4VES-7(Y) | 5*26 | 2297.373 | 3185.8883 | 3389.3482
CU013.1 | CU - 125BP QC |  | 10hp | 0 | 1 x 26 | CR-105 ,RT-10 | 4TES-9(Y) | 4*40 | 2971.9479 | 4021.366 | 4374.6783
CU013.2 | CU - 144BP QC |  | 12hp | 0 | 1 x 26 | CR-105 ,RT-12 | 4PES-12(Y) | 5*40 | 3286.3252 | 4423.3366 | 4776.6489
CU014 | CU - 125 QC |  | 10hp | 1390*250*725 | 2 x 20 | CR-105 ,RT-10 | 4TES-9(Y) | 4*28 | 2893.0353 | 3973.0109 | 4158.8876
CU015 | CU - 144 QC |  | 12hp | 1390*250*725 | 2 x 20 | CR-106 ,RT-12 | 4PES-12(Y) | 5*28 | 3543.4273 | 4699.0932 | 4884.9699
CU016 | CU - 160 QC |  | 15hp | 1390*250*850 | 2 x 20 | CR-107 ,RT-14 | 4NES-14(Y) | 5*32 | 4135.2714 | 5416.3657 | 5602.2424
CU017 | CU - 200 QC |  | 20hp | 1600*270*940 | 2 x 20 | CR-108 | 4HE-18(Y) | 5*36 | 5444.9649 | 6944.1043 | 7129.981
CU018 | CU - 250 QC |  | 25hp | 2120*270*940 | 3 x 20 | HT- 25L | 4GE-23(Y) | 5*36 | 8149.6283 | 9984.9935 | 10259.383
CU018.1 | CU - 250B QC |  | 25hp | 1630*350*1500 | 4 x 20 | HT- 25L | 4GE-23(Y) | 4*60 | 8078.3525 | 10187.9625 | 10553.8152
CU019 | CU - 300 QC |  | 30hp | 1630*350*1660 | 4 x 20 | HT- 30L | 6HE-28(Y) | 4*64 | 8821.6577 | 11237.5686 | 11440.3682
CU020 | CU - 350 QC |  | 35hp | 1630*350*1660 | 4 x 20 | HT- 35L | S6F-30.2 / 6GE34Y | 5*64 | 10509.3677 | 12871.7005 | 13237.5531
CU022 | CU - 400 QC |  | 40hp | 1630*350*1860 | 4 x 26 | HT- 40L | 6FE44Y | 5*73 | 11261.5823 | 14437.882 | 15806.2659
CU023 | CU - 500 QC |  | 50hp | 1630*350*1930 | 4 x 26 | HT- 50L | 6FE50Y | 6*76 | 14649.7302 | 17858.4324 | 19226.8163
CU20.25 | 16" * 18" | IRON BASE | 1/2hp | CS030-CS060 | 0 |  |  |  | 27.8689
CU20.26 | 20" * 17" |  | 3/4hp-1.5hp | CS075-CS125 | 0 |  |  |  | 40.9836
CU21 | 530W*430L |  | 3/4hp | CS075 | 50 |  |  |  | 57.377
CU23 | 600W*550L |  | 2hp | CU-22 | 58 |  |  |  | 73.7705
CU27 | 650*W900L |  | CS150 | CS150-CS200 | 19 |  |  |  | 139.3443
CU024 | CUB15-32 | IRON BRACKET | CU15-32QC | 30" W * 21.5"L | 0 |  |  |  | 81.1475
CU025 | CUB36 |  | CU36QC | 30" W * 23.5"L | 0 |  |  |  | 103.2787
CU026 | CUB40 |  | CU40QC | 30" W * 26"L | 0 |  |  |  | 103.2787
CU027 | CUB50 |  | CU50QC | 33" W* 28.5"L | 0 |  |  |  | 162.2951
CU028 | CUB64B-72B |  | CU64B-72BQC | 33" W* 30"L | 0 |  |  |  | 162.2951
CU029 | CUB64-72 |  | CU64-72QC | 34" W* 41"L | 0 |  |  |  | 221.3115
CU030 | CUB80-100 |  | CU80-100QC | 34" W* 44"L | 0 |  |  |  | 236.0656
CU031 | CUB125-160 |  | CU125-160QC | 35" W* 56.5"L | 0 |  |  |  | 339.3443
CU032 | CUB200 |  | CU200QC | 42"W * 64"L | 0 |  |  |  | 575.4098
CU033 | CUB250 |  | CU250QC | 45"W * 85"L | 0 |  |  |  | 649.1803
CU034 | CUB300-400 |  | CU300-400QC | 50"W * 64"L | 0 |  |  |  | 634.4262
CU035 | HTB3-5 |  | HTC3-5 | 36L*20W | 0 |  |  |  | 190.4515
CU036 | HTB8-10 |  | HTC8-10 | 55L*26W | 0 |  |  |  | 238.0644
CU037 | HTB12-15 |  | HTC12-15 | 60L*26W | 0 |  |  |  | 397.4331
CU038 | HTB20-30 |  | HTC20-30 | 68L*28W | 0 |  |  |  | 434.432
CU039 | HTB35-40 |  | HTC35-40 | 72L*32W | 0 |  |  |  | 463.3161
CU040 | HTB40L |  | HTC40L | 80L*32W | 0 |  |  |  | 502.7035
CU043 | HT- 25L |  | 25HP | 850mm x 219mm | 25L(7/8") |  |  |  | 626.6008
CU044 | HT- 30L |  | 30HP | 900mm x 219mm | 30L(7/8") |  |  |  | 798.916
CU045 | HT- 35L |  | 35HP | 1000mm x 219mm | 35L(7/8") |  |  |  | 967.3149
CU046 | HT- 40L |  | 40HP | 1180mm x 219mm | 40L(1 1/8") |  |  |  | 1032.7723
CU046.01 | HT- 50L |  | 50HP | 1050mm x 280mm | 50L(1 1/8") |  |  |  | 1177.3241
CU046.03 | HT-80L |  | 80HP | 1092mm*325mm | 80l |  |  |  | 2035.8868
CU046.04 | HT-100L |  | 100HP | 1372mm*325mm | 100l(2 1/8*1 3/8) |  |  |  | 2506.6548
CU047 | CR-101-2 receiver flare type | Airmender receiver tank flare type | 1hp | 3.35"(a) x 7.87"(b) | 1L |  |  |  | 119.3299
CU048 | CR-101-3 receiver flare type |  | 1.5hp | 3.35"(a) x 7.87"(b) | 1L |  |  |  | 119.3299
CU049 | CR-102 receiver flare type |  | 2hp-3hp | 5"(a) x 10.24"(b) | 3L |  |  |  | 129.8242
CU050 | CR-103 receiver flare type |  | 3.5hp-4hp | 5"(a) x 11.81"(b) | 4L |  |  |  | 133.7172
CU051 | CR-104 receiver flare type |  | 5hp-7.5hp | 6"(a) x 13.78"(b) | 6L |  |  |  | 188.7275
CU052 | CR-105 receiver flare type |  | 8.5hp-10hp | 7"(a) x 16.15"(b) | 10L |  |  |  | 214.4553
CU053 | CR-106 receiver flare type |  | 12hp | 8"(a) x 14.96"(b) | 12L |  |  |  | 302.0486
CU054 | CR-107 receiver flare type |  | 15hp | 9"(a) x 15.74"(b) | 16L |  |  |  | 439.2357
CU055 | CR-108 receiver flare type |  | 20hp | 0 | 20L |  |  |  | 446.26
CU055.1 | RT-1 receiver welding type | Receiver tank welding type | 1hp | cs165 | 1L |  |  |  | 58.7783
CU055.2 | RT-2 receiver welding type |  | 1.5hp-2hp | cu15-22 | 2l |  |  |  | 66.6698
CU055.3 | RT-3 receiver welding type |  | 2.5hp-3hp | cu32-36 | 3l |  |  |  | 82.3168
CU055.4 | RT-4 receiver welding type |  | 3.5hp-4hp | cu40-50 | 4l |  |  |  | 89.5281
CU055.5 | RT-6 receiver welding type |  | 5hp | cu64 | 6l |  |  |  | 97.9638
CU055.6 | RT-8 receiver welding type |  | 6hp | cu72-90 | 8l |  |  |  | 119.7336
CU055.7 | RT-10 receiver welding type |  | 8hp | cu100-125 | 10l |  |  |  | 141.5033
CU055.8 | RT-12 receiver welding type |  | 10hp | cu144 | 12l |  |  |  | 163.2731
CU055.9 | RT-14 receiver welding type |  | 12hp | cu160 | 14l |  |  |  | 171.4367
CU055.10 | SCL-5-3 receiver tank |  | 6hp | cu72-90 | 8l |  |  |  | 134.7003
CU055.11 | SCL-10-4 receiver tank |  | 8-12hp | cu100-144 | 12l |  |  |  | 208.1732
CU055.12 | SCL-15-4 receiver tank |  | 15hp | cu160 | 16l |  |  |  | 331.1382
CU055.13 | SCL-20-3 receiver tank |  | 20hp | cu200 | 20l |  |  |  | 436.8188
CU055.18 | L-29L (7/8" * 7/8") | VERTICAL TYPE RECEIVER TANK | 30hp | 30L,with two valves,with sight glass | 30L |  |  |  | 841.96
CU056 | L-40L (1 1/8" * 1 1/8") |  | 40hp | 40L,with two valves,with sight glass | 40L |  |  |  | 1435.4727
CU057 | L-60L (1 3/8" * 1 1/8") |  | 60hp | 60L,with two valves,with sight glass | 60L |  |  |  | 1877.1567
CU058 | L-80L (1 5/8" * 1 3/8") |  | 80hp | 80L,with two valves,with sight glass | 80L |  |  |  | 2139.4065
CU059 | L-100L (1 5/8" * 1 3/8") |  | 100hp | 100L,with two valves,with sight glass | 100L |  |  |  | 2339.5445
CU060 | L-120L (1 5/8" * 1 3/8") |  | 120hp | 120L,with two valves,with sight glass | 120L |  |  |  | 2657.0048
CU061 | L-150L (2 1/8" * 1 5/8") |  | 150hp | 150L,with two valves,with sight glass | 150L |  |  |  | ~
CU062 | HTC-3 | WATER COOLED CONDENSER | 3hp | 800*159D | 2DES2Y |  |  |  | 2163.7308
CU063 | HTC-4 |  | 4hp | 800*159D | 4CES3Y |  |  |  | 2291.0091
CU064 | HTC-5 |  | 5hp | 930*219D | 4EES4Y |  |  |  | 2418.2873
CU064.01 | HTC-6 |  | 6hp | 1080*165D | 4DES5Y |  |  |  | 2672.8439
CU065 | HTC-8 |  | 8hp | 980*219D | 4CES6Y |  |  |  | 3054.6787
CU066 | HTC-10 |  | 10hp | 1080*219D | 4TES9Y |  |  |  | 3436.5136
CU067 | HTC-12 |  | 12.5hp | 1280*219D | 4PES12Y |  |  |  | 3563.7919
CU068 | HTC-15 |  | 15hp | 1220*219D | 4JE13Y |  |  |  | 4072.905
CU069 | HTC-20 |  | 20hp | 1430*219D | 4HE18Y |  |  |  | 4836.5747
CU070 | HTC-25 |  | 25hp | 1430*273D | 4GE23Y |  |  |  | 5727.5227
CU071 | HTC-30 |  | 30hp | 1620*273D | 6HE28Y |  |  |  | 6745.7489
CU072 | HTC-35 |  | 35hp | 1620*273D | 6GE34Y/S6F30.2Y |  |  |  | 7254.862
CU073 | HTC-40 |  | 40hp | 1620*279D | 6FE44Y |  |  |  | 7636.6969
CU073.01 | HTC-45 |  | 45hp | 2150*273D | 6GE40Y /SW3L3000 |  |  |  | 8652.459
CU074 | HTC-50 |  | 50hp | 2150*273D | 6FE50Y /SW3L4000 |  |  |  | 9579.5082
CU074.01 | HTC-55 |  | 55hp | 2150*273D | SW3L5000 |  |  |  | 11124.5902
CU075 | HTC-60 |  | 60hp | 2170*325D | SW3L6000 |  |  |  | 12669.6721
CU075.01 | HTC-70 |  | 70hp | 2220*325D | SW3L7000 |  |  |  | 14564.8712
CU076 | HTC-80 |  | 80hp | 2220*325D | 0 |  |  |  | 16148.0094
CU076.01 | HTC-90 |  | 90HP | 2370*325D | SW3L8000 |  |  |  | 17991.452
CU076.02 | HTC-110 |  | 110HP | 2370*325D | SW3L9500 |  |  |  | 20707.1429
CU076.03 | HTC-120 |  | 120HP | 2880*377D | SW3L11500 |  |  |  | 25071.4286
CU076.04 | HTC-130 | [7 empty] | ~
CU076.05 | HTC-160 | [7 empty] | ~
CU077.01 | CS055 (4*11*290)5mm | cs condenser fin wide | 1/2hp | 0 | φ250 BLADE 28° |  |  |  | 269.8427
CU077.02 | CS085 (4*11*410)5mm |  | 3/4hp | 0 | φ250 BLADE 28° |  |  |  | 352.2224
CU077.03 | CS0135 (4*11*610)5mm |  | 1-1.5HP | 0 | φ250 BLADE 28° |  |  |  | 500.3675
CU077.04 | CSB-1/4HP-1/3HP | Steel condenser | 1/4hp | 270*120*240 | φ200 BLADE 28° | 5watts | FN5106A |  | 63.6646
CU077.05 | CSB-3/8HP |  | 1/4Bhp | 270*120*240 | φ230 BLADE 22° | 10watts | FN5126A |  | 71.4286
CU077.06 | CSB-1/2HP |  | 1/3hp | 320*140*290 | φ230 BLADE 28° | 10watts | FN5108A |  | 90.0621
CU077.07 | CSB-1/2HP(S) |  | 3/8hp | 400*150*260 | φ230 BLADE 28° | 10watts |  |  | 91.8972
CU077.08 | CSB-1/2HP(B) |  | 1/2hp | 490*150*230 | φ200 BLADE 28° | 10watts |  |  | 113.2835
CU077.09 | CSB-3/4HP |  | 3/4hp | 490*150*260 | φ230 BLADE 28° | 10watts |  |  | 124.2236
CU077.10 | CS039 (4*9*175) | COUNTER CS CONDENSER | 1/3hp | 267*170*235 | φ200b BLADE 28° | 10watts |  |  | 196.2168
CU077.11 | CS054 (5*10*175) |  | 1/2hp | 267*170*235 | φ200b BLADE 28° | 10watts |  |  | 232.9193
CU077.12 | CS066 (5*12*188) |  | 5/8hp | 280*170*310 | φ200b BLADE 28° | 10watts |  |  | 280.9147
CU077.13 | CS083 (5*12*225) |  | 3/4hp | 317*170*310 | φ250b BLADE 28° | 16watts |  |  | 328.9102
CU077.20 | CS025 | COMERCIAL REFRIGERATOR CONDENSER COIL 3.5mm | 1/4hp | 8 X 9 X 2R | φ200 BLADE 28° | 5watts |  |  | 54.7297
CU078 | CS030 |  | 1/3hp | 9 X 9 X 3R | φ200 BLADE 28° | 10watts |  |  | 122.1871
CU079 | CS033 (10 u) |  | 1/3hp | 10 X 11 X 2R | φ250 BLADE 22° | 10watts |  |  | 161.6434
CU080 | CS050 (15 u) |  | 1/2hp | 10 X 11 X 3R | φ250 BLADE 22° | 10watts |  |  | 192.1902
CU081 | CS060 (16 u) |  | 1/2hp(big) | 11 X 13 X 3R | φ250 BLADE 28° | 16watts |  |  | 208.7364
CU082 | CS075 |  | 3/4hp | 13 X 15 X 3R | φ300 BLADE 22° | 18watts |  |  | 260.9205
CU082.01 | CS090 |  | 7/8HP | 11*15*4R | φ250 BLADE 28° | 16watts |  |  | 353.8336
CU083 | CS100 |  | 1hp | 13 X 18 X 3R | φ300 BLADE 22° | 18watts |  |  | 323.2868
CU084 | CS125 |  | 1.3hp | 13 X 15 X 4R | φ300 BLADE 25° | 25watts |  |  | 342.3786
CU085 | CS145 |  | 1.4HP | 13 X 18 X 4R | φ300 BLADE 25° | 25watts |  |  | 453.1107
CU086 | CS150 |  | 1.4hp | 11 X 26 X 3R | φ250 BLADE 28° | 16watts |  |  | 404.0576
CU087 | CS165 |  | 1.5hp | 13 X 30 X 3R | φ300 BLADE 22° | 18watts |  |  | 545.3365
CU087.01 | CS170 |  | 1.5hp | 13 X 24 X 4R | φ300 BLADE 25° | 25watts |  |  | 542.8419
CU088 | CS200 |  | 2hp | 13 X 30 X 4R | φ300 BLADE 25° | 25watts |  |  | 708.94
CU089 | CS250 |  | 2.5hp | 13 X 30 X 5R | φ300 BLADE 28° | 34watts |  |  | 755.8421
CU089.01 | WCU-1HP | Aquarium chiller condenser set | 1hp | 930*280*550 | 1 X 16" | 37*11*22 |  |  | 659.3015
CU089.02 | WCU-1.5HP |  | 1.5hp | 930*280*550 | 1 X 16" | 37*11*23 |  |  | 860.4012
CU089.03 | WCU-2HP |  | 2hp | 1000*300*620 | 1 X 16" | 39.5*12*24.5 |  |  | 1060.2281
CU089.04 | WCU-3HP |  | 3hp | 1110*400*752 | 1 X 20" | 44*16*30 |  |  | 1471.3369
CU089.05 | WCU-4HP |  | 4hp | 1110*400*752 | 1 X 20" | 44*16*30 |  |  | 1860.8085
CU089.06 | BCU - 10 | Condenser set c/w metal casing like aircond unit | 1hp | 767*268*530 | 1 X 16" | 30*10.5*21 |  |  | 529.7704
CU089.07 | BCU - 15 |  | 1.5hp | 767*268*530 | 1 X 16" | 30*10.5*21 |  |  | 720.4333
CU089.08 | BCU - 22 |  | 2hp | 845*290*595 | 1 X 16" |  |  |  | 994.1707
CU089.09 | BCU - 36 |  | 3hp | 830*310*715 | 1 X 20" | 38*14.5*32 |  |  | 1293.1473
CU089.10 | BCU - 40 |  | 3.5hp | 960*370*810 | 1 X 20" | 38*14.5*32 |  |  | 1509.5204
CU089.11 | BCU - 50 |  | 4hp | 960*370*810 | 1 X 20" | 38*14.5*32 |  |  | 1622.7981
CU089.12 | BCU - 55 |  | 4.5HP | 960*370*810 | 1 X 20" | 38*14.5*33 |  |  | 1788.2599
CU089.13 | BCU - 64 |  | 5hp | 960*370*1260 | 2 X 20" | 38*14.5*50 |  |  | 2311.3736
CU089.14 | BCU - 72 |  | 6hp | 960*370*1260 | 2 X 20" | 38*14.5*50 |  |  | 2705.9363
CU089.15 | BCU - 100 |  | 8hp | 960*370*1260 | 2 X 20" | 38*14.5*50 |  |  | 2871.398
CU089.151 | BCU - 110 |  | 9hp | 0 | 0 | 38*14.5*51 |  |  | 3955.809
CU089.152 | BCU - 120 |  | 10hp | 0 | 0 | 38*14.5*52 |  |  | 4582.0181
CU089.16 | TCU - 06 | Top flow fan condenser set c/w metal casing like aircond unit | 5hp-6hp | 1050*910*930 | 1*20 |  |  |  | 3985.727
CU089.17 | TCU - 08 |  | 8hp | 1050*910*930 | 1*20 |  |  |  | 4443.9289
CU089.19 | TCU - 100B |  | 10hp | 1310*1010*1100 | 1*26 |  |  |  | 5320.2168
CU089.20 | TCU - 120B |  | 12hp | 1310*1010*1100 | 1*26 |  |  |  | 5831.8755
CU089.21 | TCU - 150B |  | 15hp | 1310*1010*1100 | 1*26 |  |  |  | 6370.2626
CU089.22 | TCU - 120 |  | 10~12hp | 1618*1010*1100 | 2*20 | 2*500 |  |  | 6425.023
CU089.23 | TCU - 150 |  | 15hp | 1618*1010*1100 | 2*20 | 2*500 |  |  | 7155.6003
CU089.24 | TCU - 200 |  | 20hp | 1618*1010*1100 | 2*26 | 2*630 |  |  | 9136.0044
CU089.25 | TCU - 220 |  | 22hp | 1618*1010*1100 | 2*26 |  |  |  | 9936.5847
CU089.26 | TCUV - 250 |  | 25hp | 2900*940*2000 | 3*26 |  |  |  | 15713.7306
CU089.27 | TCUV - 300 |  | 30hp | 2900*940*2000 | 3*26 |  |  |  | 14784.5991
CU089.28 | TCUV - 350 |  | 35hp | 2900*940*2000 | 3*26 |  |  |  | 17071.7899
CU089.29 | TCUV - 400 |  | 40hp | 2900*940*2000 | 3*26 |  |  |  | 18490.9427
CU089.30 | TCUV - 500 |  | 50hp | 2900*940*2000 | 3*26 |  |  |  | 19985.1897
CU089.31 | TCUVS - 403 cw cooling coil |  | 40 | 0 | 1*32 |  |  |  | 30509.8768
CU089.32 | KDP-450 BLOWER FAN |  | 0 | 0 | 0 |  |  |  | 4263.8224
CU089.33 | DZF9C-24X5 CONDENSER FAN |  | 0 | 0 | 0 |  |  |  | 2498.4727
CU090 | UC - 100 (DE 2.5) | Ceiling type evaporator use for comercial refrigerator - 25'C ~ 0'C | 1/2HP | 15.5" X 15.5" X 6" | 1x8" |  |  |  | 528.2049
CU090.01 | UC - 150 (DE 3.2) |  | 3/4HP | 0 | 2x8" |  |  |  | 738.214
CU091 | UC - 200 (DE 5) |  | 1HP | 29.5" X15.5"X6" | 2x8" |  |  |  | 796.762
CU092 | UC - 300 (DE7.5) |  | 1 1/2HP | 41.5" X15.5"X6" | 3x8" |  |  |  | 1181.1424
CU092.01 | UC - 400 (DE11) |  | 2HP | 53.5" X15.5"X6" | 4x8" |  |  |  | 1382.7907
CU092.02 | UC - 500 (DE15) |  | 2.5HP | 72" X15.5"X6" | 4x8" |  |  |  | 1890.1264
CU092.03 | UC - 600 (DE18) |  | 3HP | 86" X15.5"X6" | 5x8" |  |  |  | 1987.8454
CU092.04 | 280L-100-220V-300W | 8*11*3R heater | [6 empty] | 44.3656
CU092.05 | 280L-150-220V-300W | 12*11*3R heater | [6 empty] | 48.8021
CU092.06 | 330L-150-220V-320W | 12*13*3R heater | [6 empty] | 55.457
CU092.12 | UC100 HEATER (L=320mm) | new model uc heater |  | 8*5*318L |  |  |  |  | 39.929
CU092.13 | UC100 HEATER (LB=330mm) |  |  | 8*5*318LB |  |  |  |  | 40.7609
CU092.14 | UC200 HEATER (L=605mm) |  |  | 8*5*648L |  |  |  |  | 55.457
CU092.15 | UC200 HEATER (LB=620mm) |  |  | 8*5*648LB |  |  |  |  | 62.1118
CU092.16 | UC300 HEATER (L=905mm) |  |  | 8*5*927L |  |  |  |  | 73.2032
CU092.17 | UC300 HEATER (LB=925mm) |  |  | 8*5*927LB |  |  |  |  | 79.858
CU092.18 | UC400 HEATER (L=1205mm) | [7 empty] | 104.8137
CU092.19 | UC400 HEATER (LB=1225mm) | [7 empty] | 120.3416
CU092.20 | UC500 HEATER (L=1670mm) | [7 empty] | 128.1056
CU092.21 | UC500 HEATER (LB=1695mm) | [7 empty] | 153.3385
CU092.22 | UC600 HEATER (L=2020mm) | [7 empty] | 143.6335
CU092.23 | UC600 HEATER (LB=2040mm) |  |  |  |  | 5 X 10 X 4R |  |  | 178.5714
CU092.24 | 8 X 5 X 318 (UC100) COIL | cooling coil only | 1/2HP | [5 empty] | 302.795
CU092.241 | 6 X 5 X 648 (UC150) COIL |  | 3/4HP | [5 empty] | 414.5963
CU092.25 | 8 X 5 X 648 (UC200) COIL |  | 1HP | [5 empty] | 472.0497
CU092.26 | 8 X 5 X 927 (UC300) COIL |  | 1 1/2HP | [5 empty] | 689.441
CU092.27 | Drain pipe fitting (UC) |  | 0 | 0 | 0 | 5 X 14 X 4R |  |  | 11.9638
CU093 | 5 X 10 X 4R | COOLING COIL C/W DRAIN PAN ( 有水盘 ) | 1/4hp | 1 door (360l) |  | 5 X 10 X 4R |  |  | ~
CU094 | 5 X 14 X 4R |  | 1/3hp | 1 door (400l) |  | 5 X 14 X 4R | FOOK MEI |  | 210.1628
CU095 | 5 X 20 X 4R |  | 1/2HP | 2 door (1050l) |  | 5 X 20 X 4R |  |  | 265.9697
CU096 | 5 X 23 X 4R |  | 1/2HP (B) | 2 door (1050l) |  | 5 X 23 X 4R | MCE |  | 322.6066
CU097 | 5 X 33 X 4R |  | 1/2hp-3/4hp | 3 door (1480l) |  | 5 X 33 X 4R ( 有水盘 ) |  |  | 384.1829
CU098 | 5 X 48 X 4R |  | 1HP | 4 door (1480l) |  | 5 X 48 X 4R |  |  | ~
CU099 | 5 X 10 X 4R | COOLING COIL ( 无水盘 ) | 1/4hp | 1 door (360l) |  | 5 X 10 X 4R ( 无水盘 ) |  |  | 125.8299
CU100 | 5 X 14 X 4R |  | 1/3hp | 1 door (400l) |  | 5 X 14 X 4R ( 无水盘 ) |  |  | 149.925
CU100.01 | 5 X 16 X 4R |  | 1/3hp | 1 door (400l) |  | 5 X 16 X 4R ( 无水盘 ) |  |  | 187.4063
CU101 | 5 X 20 X 4R |  | 1/2HP | 2 door (1050l) |  | 5 X 20 X 4R ( 无水盘 ) |  |  | 226.2262
CU101.01 | 5 X 23 X 4R |  | 1/2HP | 2 door (1050l) |  | 5 X 23X 4R ( 无水盘 ) |  |  | 247.644
CU102 | 5 X 33 X 4R |  | 1/2hp-3/4hp | 3 door (1480l) |  | 5 X 33 X 4R ( 无水盘 ) |  |  | 315.9135
CU103 | 5 X 48 X 4R |  | 1HP | 3 door (1480l) |  | 5 X 48 X 4R |  |  | 484.1897
CU103.01 | 5 X 55 X 4R (1400mm) |  | 1 1/4hp | [5 empty] | 560.4178
CU103.02 | 5 X 66 X 4R (1680mm) |  | 1 3/4hp | [5 empty] | 663.467
CU103.03 | 5 X 83 X 4R (2100mm) |  | 3/4hp frezzer | 1 door frezzer(400l) |  |  |  |  | 838.5093
CU103.04 | 5 x 6 x 13 (30u) |  | 1hp frezzer | 2 door frezzer(1050l) |  | 5 x 6 x 22 (30u) | fook mei |  | 242.8713
CU104 | 5 x 6 x 22 (30u) |  | 1.5hp frezzer | 3 door frezzer(1480l) |  | 5 x 6 x 33 (30u) |  |  | 379.1925
CU104.01 | 5 x 6 x 33 (30u) |  | 1/2hp | 4 x 4 x 814 |  | 4 x 32 x 4R | MCE |  | 565.0126
CU105 | 4 x 32 x 4R | [7 empty] | 315.1999
CU105.01 | 4*4*1520 (60") |  | 1.5HP |  |  |  | MCE |  | 460.6719
CU105.02 | 4*4*1680 (66") | [7 empty] | 499.6254
CU105.03 | 4*5*1200 (47") | [7 empty] | 500.5076
CU105.04 | 4*5*1400 (55") | [7 empty] | 540.2831
CU105.05 | 4*5*2100 (83") | [7 empty] | 770.4252
CU105.06 | 4*5*2700 (106") | [7 empty] | 971.1837
CU105.07 | 4*5*3250 (128") |  | 3/8~1/2hp | 1.8,2.1 chiller,1.2,1.5 frezzer |  |  |  |  | 1150.1732
CU106 | 12 x 11 x 3R (280) |  | 3/4hp | 1.8,2.1 counter frezzer |  |  | MCE |  | 279.5031
CU106.01 | 12 x 13 x 3R (330) |  | 1/3hp | 1.2,1.5m counter chiller |  | 8 x 11 x 3R (280) | MCE |  | 341.6149
CU107 | 8 x 11 x 3R (280) | [7 empty] | 208.0745
CU107.01 | 3 x 42 x 450 | [7 empty] | 1542.4675
CU107.02 | 4 x 42 x 450 |  |  |  | 0 |  |  |  | 2120.8929
CU107.03 | 3 x 12 x 350 | [7 empty] | 239.7374
CU107.031 | 6*6*460 |  |  |  | 0 |  |  |  | 321.2168
CU107.04 | 4*48*550 | blast coil |  |  | 0 |  |  |  | 6841.1739
CU107.05 | 5*48*550 | [7 empty] | 7219.5275
CU107.06 | 6*48*550 |  | 0 | 0 | 0 |  |  |  | 8115.9137
CU108 | OB15-32 |  | CU15~CU32 | 22.5L*41W*18H | 10 |  |  |  | 147.541
CU109 | OB36 |  | CU36 | 24*43*20 | 10 |  |  |  | 147.541
CU110 | OB40 |  | CU40 | 27*43*20 | 10 |  |  |  | 147.541
CU111 | OB50 |  | CU50 | 29*46*26 | 20 |  |  |  | 295.082
CU112 | OB64-72B |  | CU64B~72B | 31*45*20 | 20 |  |  |  | 295.082
CU113 | OB64-72 |  | CU64-72 | 42*47*26 | 22 |  |  |  | 324.5902
CU114 | OB80-100 |  | CU80~100 | 44.5*47*26 | 23 |  |  |  | 339.3443
CU115 | OB125-160 |  | CU125~160 | 57*51*30 | 26 |  |  |  | 383.6066
CU116 | OB200 |  | CU200 | 65*58*40 | 45 |  |  |  | 663.9344
CU117 | OB250 |  | CU250 | 86*61*40 | 53 |  |  |  | 1032.7869
CU118 | OB300-400 |  | CU300~400 | 65*66*40 | 53 |  |  |  | 681.4286
CU118.1 | 3/8 wall plug (100pcs) | wall plug | ob15-100 | 0 | 0 |  |  |  | 85.7143
CU118.2 | 3/8 wall plug (1pc) | [7 empty] | 1.3333
CU118.3 | 1/2 wall plug (30pcs) |  | ob125-400 | 0 | 0 |  |  |  | 76.5
CU118.4 | 1/2 wall plug (1pc) |  | 0 | 0 | 0 |  |  |  | 3.06
CU124 | WC-1HP | water chiller condenser | 0 | 0 | 0 | CYQ75-580 |  |  | 827.3088
CU125 | WC-1.5HP |  | 0 | 0 | 0 | CYQ75-650 |  |  | 916.4036
CU128 | LCU-02 |  | 2.5hp | 1210*530*866 | 1 x 18 | CYQ75-820 |  |  | ~
CU129 | LCU-03 |  | 3hp | 1210*530*866 | 1 x 18 | CYQ75-1100 |  |  | 2354.6482
CU130 | LCU-04 |  | 4hp | 1210*530*866 | 1 x 20 | CYQ75-1100 |  |  | ~
CU131 | LCU-05 |  | 5hp | 1210*530*1100 | 2 x 16 | cr105 |  |  | 3259.5048
CU132 | LCU-06 |  | 6hp | 1210*530*1260 | 2 x 18 | cr106 |  |  | 3452.2164
CU133 | LCU-08 |  | 8hp | 1210*530*1260 | 2 x 18 | cr107 |  |  | 4241.3417
CU134 | LCU-10 |  | 10hp | 1521*560*1350 | 2 x 20 | cr108 |  |  | 4996.9607
CU135 | LCU-12 |  | 12hp | 1521*560*1350 | 2 x 20 |  |  |  | 5577.3496
CU136 | LCU-15 |  | 15hp | 1521*560*1550 | 2 x 20 |  |  |  | 6052.0976
CU137 | LCU-20 |  | 20hp | 1521*560*1550 | 2 x 20 | bcu36 |  |  | 7476.3416
CU140 | GREEN COLOUR CAT (1L) |  | 0 | 0 | 0 | bcu40 |  |  | 28
CU141 | BLUE COLOUR CAT (1L) |  | 0 | 0 | 0 | bcu50 |  |  | 28
CU142 | CYQ75-500 RECEIVER TANK |  | 2hp | 500mml*75mm | 2.2L | bcu64 |  |  | 118.5771
CU143 | CYQ75-580 RECEIVER TANK |  | 3hp | 580mml*75mm | 2.6L | bcu72,100 |  |  | 131.2818
CU144 | CYQ75-600 RECEIVER TANK 3/8" |  | 4hp | 650mml*75mm | 3L |  |  |  | 148.2213
CU145 | CYQ75-820 RECEIVER TANK | ice cube condenser | 5hp | 820mml*75mm | 4L |  |  |  | 173.6307
CU146 | CYQ75-1000 RECEIVER TANK 1/2" |  | 6hp | 1100mml*75mm | 5L |  |  |  | 220.2146
CU146.1 | 4 x 14 x 300 condenser |  | 1HP | 5 | 300mm |  |  |  | 324.5596
CU146.2 | 4 x 16 x 300 condenser |  | 1.25HP | 4 | 300mm |  |  |  | 358.9248
CU146.3 | 4 x 16 x 400 condenser |  | 1.5HP | 4 | 300mm |  |  |  | 425.1095
CU147 | 4 x 20 x 400 condenser |  | 2HP | 0 | 350mm |  |  |  | 547.2966
CU148 | 4 x 24 x 400 condenser |  | 2.5HP | 13 | 350mm |  |  |  | 640.2098
CU151 | fan motor 25w(for bcu10-22,wcu1-1.5hp) |  | 0 | 0 | 0 |  |  |  | 121.118
CU151.1 | fan motor 40w(for wcu2hp-3hp) |  | 0 | 0 | 0 |  |  |  | 147.5155
CU152 | fan motor 85w(for bcu36-100) |  | 0 | 0 | 0 |  |  |  | 217.3913
CU153 | fan blade 400mm 25w(for bcu10-22,wcu1-1.5hp) |  | 0 | 0 | 0 |  |  |  | 17.0807
CU153.1 | fan blade 400mm 40w(wcu2-3hp) |  | 0 | 0 | 0 |  |  |  | 27.9503
CU154 | fan blade 496mm*150mm(bcu36-100) | [7 empty] | 38.8199
CU155 | fan cover (bcu10-22) | [7 empty] | 21.7391
CU156 | fan cover (bcu36-100) | [7 empty] | 37.2671
CU157 | 15hp 2*41*2r left/right condenser (705+935mm) | [7 empty] | 4752.9031
CU158 | 15hp 2*41*2r left/right condenser (780+960mm) | [7 empty] | 4812.0471

## ZIEHL
ITEM CODE | GUARANTEE GENUINE GERMANY FAN SETS | PH & Voltage | BRAND | 1Pallet quantity | RM | PICTURE
ZI 001.1 | (16") FN040-VDK Ziehhlabegg fan (1PH) | 1PH (230V) | Ziehhlabegg | 28 | 504.7778
ZI001 | (16") FN040-VDK Ziehhlabegg fan (3ph) | 3PH (415V) |  | 28 | ~
ZI002 | (20") FN050-VDK Ziehhlabegg fan | 3PH (415V) |  | 28 | ~
ZI003 | (26") FN063-VDK Ziehhlabegg fan | 3PH (415V) |  | 6 | ~
ZI005 | (32") FN080-sDQ Ziehhlabegg fan (6poles) | 3PH (415V) |  | 6 | ~
ZI 8 | (26") FB063-VDK Ziehhlabegg fan | 3PH (415V) |  |  | 1464.9428
ZI005.1 | 12" EBM FAN SET (1PH) | 1PH (230V) | EBM |  | ~
ZI005.2 | 14" EBM FAN SET (1PH) | 1PH (230V) |  |  | ~
ZI005.3 | 14" EBM FAN SET (3PH) | 3PH (415V) |  |  | 365.8467
ZI006 | 16" EBM FAN SET (1PH) | 1PH (230V) |  | 45 | 474.1676
ZI007 | 16" EBM FAN SET (3PH) | 3PH (415V) |  | 46 | ~
ZI007.1 | 18" EBM FAN SET (3PH) | 3PH (415V) |  |  | ~
ZI008 | 20" EBM FAN SET (3PH) | 3PH (415V) |  | 47 | ~
ZI009 | 26" EBM FAN SET (3PH) | 3PH (415V) |  | 48 | 1936.8353
ZI010 | 32" EBM FAN SET (3PH) c/w end plate(800mm) | 3PH (415V) |  |  | 2786.5437
ZI010.1 | 36" EBM FAN SET (3PH) c/w end plate(910mm) | 3PH (415V) |  |  | ~
ZI011 | 10watts ebm fan motor (M4Q045CA03A4/C01) | 0 |  |  | ~
ZI012 | 18watts ebm fan motor (M4Q045DA13A4/C01) | 0 |  |  | ~
PRICE VALID : Ex-factory at K.L price

## Weiguang
DATE :28.9.26
ITEM | MODEL | DECRIPTION | WATTS | RM | PICTURE
WEI001 | YWF4E-200-G (8") (1PH) (230V) | WEIGUANG AXIAL FAN SETS 1PH & 3PH (230V , 380V ~ 415V) | 40 | 130.6617
WEI002 | YWF4E-250-G (10") (1PH) (230V) |  | 50 | 134.2252
WEI002.1 | YWF2E-250-G (10") (1PH) (230V) 2500rpm |  | 50 | 140.9364
WEI003 | YWF4E-250B (10") (1PH) (230V) |  | 50 | 134.2252
WEI004 | YWF4E-300-G (12") (1PH) (230V) |  | 85 | 138.9765
WEI004.1 | YWF4D-300-G (12") (3PH) (415V) |  | 85 | 138.9765
WEI005 | YWF4E-300B (12") (1PH) (230V) |  | 85 | 138.9765
WEI005.1 | YWF2E-300-S (12") (1PH) (230V)7 BLADE C/W 2M WIRE |  | 85 | 150.9572
WEI005.2 | YWF2D-300-S (12") (3PH) (415V)7 BLADE C/W 2M WIRE |  | 85 | 150.9572
WEI005.3 | YWF2D-300-B (12") (3PH) (415V)7 BLADE |  | 85 | 150.9572
WEI005.4 | YWF2E-300-B (12") (1PH) (230V)7 BLADE C/W 2M WIRE |  | 85 | 150.9572
WEI005.5 | YWF2D-300-B (12") (3PH) (415V)7 BLADE C/W 2M WIRE |  | 0 | 150.9572
WEI006 | YWF4E-330-G (13") (1PH) (230V) |  | 95 | 162.7332
WEI007 | YWF4E-350-G (14") (1PH) (230V) |  | 140 | 178.175
WEI008 | YWF4D-350-G (14") (3PH) (415V) |  | 140 | 178.175
WEI009 | YWF4E-400-G (16") (1PH) (230V) |  | 180 | 198.3682
WEI010 | YWF4D-400-G (16") (3PH) (415V) |  | 180 | 198.3682
WEI011 | YWF6E-400-G (16") (1PH) (230V) - 6poles |  | 108 | 198.3682
WEI012 | YWF6D-400-G (16") (3PH) (415V) - 6poles |  | 108 | 198.3682
WEI013 | YWF4E-450-G (18") (1PH) (230V) |  | 250 | 224.5005
WEI014 | YWF4D-450-G (18") (3PH) (415V) |  | 250 | 224.5005
WEI015 | YWF6D-450-G (18") (3PH) (415V) - 6poles |  | 150 | 224.5005
WEI016 | YWF4E-500-G (20") (1PH) (230V) |  | 420 | 286.2678
WEI017 | YWF4D-500-G (20") (3PH) (415V) |  | 450 | 286.2678
WEI019 | YWF4D-550-G (22") (3PH) (415V) |  | 600 | 357.5378
WEI020 | YWF4D-600-G (24") (3PH) (415V) |  | 780 | 439.4983
WEI021 | YWF4D-630-G (26") (3PH) (415V) |  | 800 | 479.8846
WEI022 | YWF6D-710-G (28") (3PH) (415V) |  | 900 | 1069.0499
WEI023 | YWF6D-800-G (32") (3PH) (415V) |  | 1200 | 1334.9836
WEI023.01 | YWF4D-350-G (14") (3PH ) (415V) cw 1.5M WIRE |  | 140 | 187.6777
WEI023.02 | YWF4D-350-G (14") (1PH ) (415V) cw 1.5M WIRE |  | 0 | 187.6777
WEI023.1 | YWF4D-400-G (16") (3PH) (415V) C/W 1.5M WIRE |  | 180 | 207.8708
WEI023.2 | YWF4D-450-G (18") (3PH) (415V) C/W 1.5M WIRE |  | 250 | 236.3788
WEI023.3 | YWF4D-500-G (20") (3PH) (415V) C/W 1.5M WIRE |  | 450 | 301.0563
WEI024 | YWF4E-400-J (16") (1PH) (230V) |  | 200 | 234.0247
WEI025 | YWF4D-400-J (16") (3PH) (415V) |  | 200 | 234.0247
WEI025.3 | YWF4D-450-S-137/35 (18") (3PH) (415V) (HEAVY DUTY) 7 BLADE |  | 370 | 369.9829
WEI026 | YWF4D-500S-145/65A2-G (20") (3PH) (415V)(ALUMINIUM DIE CAST) |  | 800 | 700.7136
WEI026.1 | YWF4D-500S-137/60-G (20") (3PH) (415V) (HEAVY DUTY) 7 BLADE |  | 750 | 432.6737
WEI026.2 | YWF4D-630-S-168/80-G (26") (3PH) (415V) (HEAVY DUTY) |  | 1900 | 941.5414
WEI026.3 | YWF4D-630S-180/105A2-G (26") (3PH) (415V)(ALUMINIUM DIE CAST) |  | 2700 | 1540.2094
WEI026.4 | YWF4E-300-G (12") (1PH) (230V) S/STEEL | WEIGUANG heavy duty fan sets 1PH & 3PH (230V , 380V ~ 415V)S/Steel fan blade & guard | 85 | 251.8435
WEI026.5 | YWF4D-300-G (12") (3PH) (415V) S/STEEL |  | 85 | 253.2826
WEI026.6 | YWF2D-300-S (12") (3PH) (415V) S/STEEL (HEAVY DUTY) 7 BLADE C/W 2M WIRE |  | 165 | 302.2122
WEI026.7 | YWF4E-400-G (16") (1PH) (230V) S/STEEL |  | 205 | 374.1675
WEI026.8 | YWF4D-400-G (16") (3PH) (415V) S/STEEL |  | 205 | 374.1675
WEI026.9 | YWF4D-500S-137/60-G (20") (3PH) (415V) S/STEEL (HEAVY DUTY) 7 BLADE |  | 750 | 568.7346
WEI027 | YWF4D-500-S 137/60-G (20") (3PH ) (415V)7blade cw end plate | WEIGUANG end plate TYPE FAN SETS 1PH & 3PH (230V , 380V ~ 415V) | 750 | 533.9053
WEI028 | YWF4D-630S-180/105-B1 (26") (3PH) (415V)C/W END PLATE (HEAVY DUTY) |  | 2700 | 1465.3791
WEI028.01 | YWF4D-630S-180/75-B1 (26") (3PH) (415V) C/W END PLATE (HEAVY DUTY) |  | 1900 | 1072.6134
WEI028.02 | YWF.A6T-710S-7FIS01(28")(3PH 415V)C/W END PLATE (HEAVY DUTY) |  | 1100 c/w plate | 1334.3564
WEI028.03 | YWF6D-800-180/75-B1 (32") (3PH) (415V)C/W END PLATE (HEAVY DUTY) |  | 1200 | 1986.2007
WEI029 | YWF6D-800S-180/105-B1 (32") (3PH) (415V) C/W END PLATE (HEAVY DUTY) |  | 1900 | 2721.218
WEI029.1 | YWF6D-910S-180/120-G (36") (3PH) (415V)(HEAVY DUTY) |  | 2500 | 2435.0819
WEI029.2 | 16" AIR DIRECTOR | AIR DIRECTOR | 0 | 73.4854
WEI029.3 | 20" AIR DIRECTOR |  | 0 | 84.2295
WEI029.4 | YZF5-13B (5WATTS) 200mm BEARING | BEARING TYPE | 200 28° | 35.0374
WEI029.5 | YZF10-20B (10WATTS) 230mm BEARING |  | 230 28°,250 22° | 41.7264
WEI029.7 | YZF18-30B (18WATTS) 300mm BEARING |  | 300 22° | 50.3265
WEI029.8 | YZF25-40B (25WATTS) 300mm BEARING |  | 300 25° | 61.2087
WEI030 | YZF5-13 (5WATTS) 200mm | SHADED POLE MOTOR | 200 28° | 31.1515
WEI031 | YZF10-20 (10WATTS) 230mm |  | 230 28°,250 22° | 38.7641
WEI032 | YZF16-25 (16WATTS) 254mm |  | 250 28° | 45.6548
WEI033 | YZF18-30 (18WATTS) 300mm |  | 300 22° | 48.9462
WEI033.01 | YZF25-40 (25WATTS) 300mm |  | 300 25° | 59.1389
WEI033.02 | YZF34-45 (34WATTS) 300mm |  | 300 28° | 61.5809
WEI034.01 | ECM5310H (ec fan) 7/11w |  |  | 56.4653
WEI034.02 | 200MM PLASTIC RING |  |  | 12.1087
WEI034.03 | 8W EC Q FAN (Replacement 10w motor) |  |  | 36.3887
WEI034.04 | FAN MOTOR BRACKET |  |  | 0.62739
WEI034.2 | 6" FAN RING | RING |  | 7.4315
WEI034.3 | 7" FAN RING |  |  | 8.8871
WEI035 | 8" FAN RING |  |  | 9.6533
WEI035.1 | 9" FAN RING |  |  | 11.492
WEI035.2 | 10" FAN RING |  |  | 12.1815
WEI035.3 | 12" FAN RING |  |  | 14.0968
WEI035.4 | 6" FAN GUARD | FAN GUARD |  | 4.6657
WEI035.5 | 7" FAN GUARD |  |  | 5.4702
WEI036 | 8" FAN GUARD (200mm/H40) |  |  | 9.9501
WEI036.1 | 9" FAN GUARD |  |  | 10.1359
WEI037 | 10" FAN GUARD (254mm/H50) |  |  | 13.6768
WEI038 | 12" FAN GUARD (300mm/H50) |  |  | 14.8581
WEI038.1 | 6" FAN BLADE | FAN BLADE |  | 1.8947
WEI038.2 | 7" FAN BLADE |  |  | 2.3214
WEI039 | 8" FAN BLADE 28° (200mm) |  |  | 3.4381
WEI039.01 | 8" FAN BLADE 28°B (200mm) |  | for counter | 3.4381
WEI039.1 | 9" FAN BLADE (230mm) |  |  | 4.2161
WEI040 | 10" FAN BLADE 22° (250mm) |  |  | 6.023
WEI040.0 | 10" FAN BLADE 28° (250mm) |  |  | 6.023
WEI040.1 | 10" FAN BLADE 28°B (250mm) |  |  | 6.023
WEI041 | 12" FAN BLADE 22° (300mm) |  |  | 9.712
WEI041.01 | 12" FAN BLADE 25° (300mm) |  |  | 9.712
WEI041.1 | 4" VIDEO FAN (SLEEVE BEARING) | Video Fan (Sleeve (Bearing type) |  | 23.2733
WEI042 | 4" VIDEO FAN (BEARING TYPE) | Video Fan (Bearing type) |  | 29.1979
WEI042.1 | 4" VIDEO FAN GUARD |  |  | 1.7253
WEI042.2 | 6" VIDEO FAN GUARD |  |  | 2.4155
WEI043 | 6" VIDEO FAN (BEARING TYPE) | Video Fan (Bearing type) |  | 55.6164
WEI044 | YZF-3206 (17WATTS) SHADED POLE MOTOR C/W 124mm FAN BLADE | Shaded pole motor c/w 124mm fan blade |  | 41.4079
PRICE VALID : For intend order only and ex-factory at K.L price

## QC
DATE :28.9.26
ITEM CODE | NEW QC UNIT BLOWER (FREEZER) MODEL | DECRIPTION | COMPRESSOR TO MATCH | BTU/HR td7 ~25c | kW td7 | Flowrate meter | Dimension (mm) | Voltage | Heater pcs | Heater KW | Size outlet copper p-trap | (Frezzer) TEX (R22) -25c orifice no | (Frezzer) TES (R404) -25c orifice no | (RM) axial fan | Axial fan c/w exp valve ,p trap | (RM)aluminium heavy duty fan | heavy fan c/w p trap and exp valve | PICTURE
QC001 | CL301C4 | FREEZER - 5'C ~ - 25'C ( 7mm ~ 9mm Fin Spacing) Unit blower with EBM / AXIAL FAN SETS | MT22,CS11,zb15 | 4778.2 | 1.4 | 9 | 1x300 | 230 | 3 | 1.5 | 0.875 | 1 / RCX0834 | 1 / RCX0834 | 1490.4059 | 1766.951 | ~ | ~
QC002 | CL302C3 |  | MT32-MT36,ZB19 | 6826 | 2 | 9 | 2x300 | 230 | 3 | 2.4 | 0.875 | 2 / RCX1234 | 2 / RCX1034 | 2043.5892 | 2301.0589 | ~ | ~
QC003 | CL302C4 |  | MT40-MT44,ZB21 | 7849.9 | 2.3 | 9 | 2x300 | 230 | 3 | 2.4 | 0.875 | 2 / RCX1634 | 3 / RCX1534 | 2322.2604 | 2570.1208 | ~ | ~
QC004 | CL302C6 |  | MT50,ZB29 | 10239 | 3 | 8 | 2x300 | 230 | 5 | 4 | 1.125 | 3 / RCX2434 | 3 / RCX1534 | 3155.871 | 3395.0239 | ~ | ~
QC005 | CL303C4 |  | MT64,ZB38 | 12628.1 | 3.7 | 9 | 3x300 | 230 | 3 | 6 | 1.125 | 4 / RCX3134 | 4 / RCX2034 | 3030.7232 | 3274.1915 | ~ | ~
QC006 | CL303C6 |  | 4EES4Y,MT100,ZB45 | 15699.8 | 4.6 | 9 | 3x300 | 230 | 5 | 6 | 1.125 | 5 / RCX4734 | 6 | 3781.4256 | 3999.0077 | ~ | ~
QC006.1 | CL304C6 |  | 4DES5Y,MT125,ZB48 | 21501.9 | 6.3 | 9 | 4x300 | 230 | 5 | 6 | 1.125 | TEX5-1 / SCX0645 | TES5-1 / TGES5 | 4571.5765 | 4776.4102 | ~ | ~
QC007 | CL401C3 |  | MT28,ZB15 | 6826 | 2 | 12 | 1x400 | 230 | 3 | 1.5 | 0.875 | 1 / RCX0834 | 1 / RCX0834 | 1720.5524 | 1989.1613 | 2179.496 | 2478.4378
QC008 | CL401C4 |  | MT32,ZB19 | 7849.9 | 2.3 | 12 | 1x400 | 230 | 3 | 1.5 | 0.875 | 2 / RCX1234 | 2 / RCX1034 | 2024.1792 | 2282.3183 | 2472.653 | 2771.5948
QC009 | CL401C5 |  | MT40,ZB21 | 9897.7 | 2.9 | 12 | 1x400 | 230 | 5 | 2.5 | 0.875 | 3 / RCX2434 | 3 / RCX1534 | 2338.8975 | 2586.1842 | 2704.2336 | 3003.1755
QC010 | CL401C6 |  | MT50,ZB26 | 10580.3 | 3.1 | 12 | 1x400 | 230 | 5 | 2.5 | 0.875 | 3 / RCX2434 | 3 / RCX2034 | 2435.9472 | 2679.8874 | 2797.9368 | 3096.8786
QC010.1 | CL402C3 |  | MT64,ZB29,CS33 | 12628.1 | 3.7 | 14 | 2x400 | 415 | 3 | 3 | 1.125 | 3 / RCX2434 | 3 / RCX2034 | 2760.3705 | 3013.1613 | 3724.9408 | 4043.9204
QC011 | CL402C4 |  | MT72,ZB38 | 16041.1 | 4.7 | 14 | 2x400 | 415 | 3 | 3 | 1.125 | 4 / RCX3134 | 3 / RCX2034 | 3278.6158 | 3513.5361 | 4027.4682 | 4346.4477
QC012 | CL402C5 |  | 4EES4Y,MT80,ZB45 | 19795.4 | 5.8 | 14 | 2x400 | 415 | 5 | 5 | 1.125 | 4 / RCX3134 | 4 | 3766.6371 | 3984.7291 | 4359.445 | 4678.4246
QC013 | CL402C6 |  | 4DES5Y,MT100,ZFI23,ZB48 | 21501.9 | 6.3 | 14 | 2x400 | 415 | 5 | 5 | 1.125 | 5 / RCX4734 | 5 zfi | 4134.8713 | 4340.2656 | 4692.7605 | 5011.74
QC013.1 | CL403C4 |  | 4CES6Y,MT125,ZFI26 | 25597.5 | 7.5 | 15 | 3x400 | 415 | 3 | 7.5 | 1.125 | 6 | 5 zfi,6 | 4453.1943 | 4647.6119 | 5892.8423 | 6211.8219
QC014 | CL403C5 |  | 4TES9Y,MT144,ZFI30 | 29351.8 | 8.6 | 15 | 3x400 | 415 | 5 | 7.5 | 1.125 | 6 / SCX0645 | TES2-6 /TGES5 | 4930.1242 | 5418.5659 | 6200.7241 | 6830.1735
QC015 | CL403C6 |  | 4PES12Y,ZFI36,MT160 | 33447.4 | 9.8 | 15 | 3x400 | 415 | 5 | 7.5 | 1.375 | 6 / SCX0645 | TES2-6 /TGES5 | 5544.3101 | 6023.1826 | 6793.7312 | 7463.7868
QC016 | CL404C6 |  | 4NES14Y,ZFI39 | 41297.3 | 12.1 | 16 | 4x400 | 415 | 5 | 9 | 1.375 | TEX5-1 / TCLE5HW / SCX0645 | TES5-1 /TGES5 | 7156.7214 | 7623.4882 | 8881.3157 | 9551.3713
QC017 | CL405C6 |  | 4JE15Y,ZFI50 | 48464.6 | 14.2 | 17 | 5x400 | 415 | 5 | 9 | 1.375 | TEX5-2 / TCLE7.5HW / SCX0645 | TES5-1 ZFI /TGES7.5 | 8968.7777 | 9447.0277 | 11035.1135 | 11764.6387
QC018 | NT501C6 |  | 4CES6Y,MT125,ZFI30 | 26962.7 | 7.9 | 26 | 1X500 | 415 | 6 | 9 | 1.125 | 6 | 6 /5 zfi | 5245.138 | 5871.2013 | 5571.1218 | 6150.6149
QC019 | NT501C8 |  | 4TES9Y,ZFI31,ZFI36 | 30034.4 | 8.8 | 26 | 1X500 | 415 | 6 | 9 | 1.375 | 6 | TES2-6 /TGES5 | 5651.1557 | 6315.8282 | 5964.2501 | 6581.1267
QC020 | NT502C4 |  | 4PES12Y,ZFI39 | 42662.5 | 12.5 | 26 | 2X500 | 415 | 6 | 9 | 1.375 | TEX5-1 / TCLE5HW / RCX4734 | TES5-1 ZFI /TGES5 | 7352.9512 | 8051.081 | 7721.5822 | 8357.5064
QC021 | NT502C5 |  | 4NES14Y,ZFI50 | 48464.6 | 14.2 | 26 | 2x500 | 415 | 6 | 9 | 1.375 | TEX5-2 / TCLE7.5HW / SCX0645 | TES5-1 ZFI /TGES7.5 | 8319.5873 | 9017.7171 | 8599.0346 | 9234.9588
QC022 | NT502C6 |  | 4HE18Y,ZFI59 | 54608 | 16 | 26 | 2x500 | 415 | 6 | 9 | 1.375 | TEX5-2 / TCLE7.5HW / SCX0845 | TES5-2 ZFI /SCX0857/TGES7.5 | 9052.0314 | 9750.1612 | 9811.6936 | 10447.6178
QC023 | NT502C8 |  | 4GE23Y,ZFI68 | 61434 | 18 | 26 | 2x500 | 415 | 6 | 9 | 1.625 | TEX5-3 / TCLE10HW / SCX1057 | TES5-3 /SCX0957/TGES9,TES5-2 ZFI | 10831.3817 | 11586.0564 | 11534.5566 | 12225.2306
QC023.1 | NT503C5 |  | 4FE25Y / 4GE23Y,ZFI81 | 72000 | 21.0958 | 26 | 3X500 | 415 | 6 | 14.4 | 1.625 | TEX5-4 / TCLE12HW / SCX1257 | TES5-4 /SCX0957/TGES11,TES5-3 ZFI | 12415.9963 | 13184.4562 | 13657.4876 | 14348.1615
QC024 | NT503C6 |  | S6H-20.2Y / 6HE28Y,ZFI81 | 81912 | 24 | 26 | 3x500 | 415 | 6 | 14.4 | 1.625 | TEX5-4 / TCLE12HW / SCX1257 | TES5-4/ TGES13 | 12883.1076 | 13837.5937 | 14109.7699 | 14980.5645
QC025 | NT503C8 |  | 6GE34Y,ZFI96 | 93857.5 | 27.5 | 26 | 3x500 | 415 | 6 | 14.4 | 2.125 | TEX5-4 / TJLE14HW / SCX1457 | TES12-5 ZFI/ TGES13 | 15628.5002 | 16701.0159 | 16768.0071 | 17753.0844
QC025.1 | NT504C6 |  | 6GE34Y,ZFI122 | 115000 | 33.6947 | 30 | 4x500 | 415 | 6 | 16.2 | 2.125 | TEX5-4 / TJLE14HW / SCX1457 | TES12-5 ZFI/ TGES13 | 16622.5435 | 17708.8445 | 18336.7855 | 19321.8628
QC026 | NT504C8 |  | 6FE44Y/S6F-30.2,ZFI140 | 122868 | 36 | 30 | 4x500 | 415 | 6 | 16.2 | 2.125 | TEX12-5 / TJLE14HW / SCX1457 | TES12-6 ZFI/ TGES18 | 20238.5195 | 21324.8205 | 21837.9686 | 22823.0459
QC001 | CL301C4H | CHILLER +15'C ~ 0'C ( 6mm Fin Spacing) Unit blower with EBM / AXIAL FAN SETS W/O HEATER | MT18,KCJ484 | 10900 | 3.1937 | 9 | 1x300 | 230 |  | ~ | 0.875 | 1 / RCX1234 | 1 / RCX0834 | 1378.1056 | 1594.4947 | ~ | ~
QC002 | CL302C3H |  | MT22,CS11,zb15 | 14600 | 4.2778 | 9 | 2x300 | 230 |  | ~ | 0.875 | 1 / RCX1234 | 2 / RCX1034 | 1889.6961 | 2088.4442 | ~ | ~
QC003 | CL302C4H |  | MT32,ZB19,CS13 | 18300 | 5.3619 | 9 | 2x300 | 230 |  | ~ | 0.875 | 2 / RCX1634 | 3 / RCX1534 | 2168.3673 | 2357.5061 | ~ | ~
QC004 | CL302C6H |  | MT40,ZB21,CS17,CS20 | 25800 | 7.5593 | 8 | 2x300 | 230 |  | ~ | 1.125 | 2 / RCX1634 | 3 / RCX1534 | 2702.1406 | 2872.8734 | ~ | ~
QC005 | CL303C4H |  | MT50,ZB29,CS27 | 30400 | 8.9071 | 9 | 3x300 | 230 |  | ~ | 1.125 | 3 / RCX2434 | 4 / RCX2034 | 2822.7595 | 2989.333 | ~ | ~
QC006 | CL303C6H |  | MT64,ZB38,CS33 | 44800 | 13.1263 | 9 | 3x300 | 230 |  | ~ | 1.125 | 4 / RCX3134 | 5 / RCX3034 | 3198.4805 | 3352.0981 | ~ | ~
QC006.1 | CL304C6H |  | MT80,ZB45,CR72 | 63600 | 18.6346 | 9 | 4x300 | 230 |  | ~ | 1.125 | 5 / RCX4734 | 6 / SCX0445 | 3821.4008 | 3968.0367 | ~ | ~
QC007 | CL401C3H |  | MT22,CS11 | 10900 | 3.1937 | 12 | 1x400 | 230 |  | ~ | 0.875 | 1 / RCX1234 | 1 / RCX0834 | 1608.252 | 1816.7051 | 2179.496 | 2414.4095
QC008 | CL401C4H |  | MT32,ZB15,CS13 | 14600 | 4.2778 | 12 | 1x400 | 230 |  | ~ | 0.875 | 1 / RCX1234 | 2 / RCX1034 | 1911.8789 | 2109.862 | 2472.653 | 2707.5665
QC009 | CL401C5H |  | MT36,ZB19,CS17 | 18300 | 5.3619 | 12 | 1x400 | 230 |  | ~ | 0.875 | 2 / RCX1634 | 3 / RCX1534 | 2151.7303 | 2341.4427 | 2704.2336 | 2939.1471
QC010 | CL401C6H |  | MT40,ZB21,CS20,CR42 | 25800 | 7.5593 | 12 | 1x400 | 230 |  | ~ | 0.875 | 3 / RCX2434 | 3 / RCX1534 | 2248.7799 | 2435.1458 | 2797.9368 | 3032.8503
QC010.1 | CL402C3H |  | MT44,ZB29,CS24,CR42 | 27645.3 | 8.1 | 14 | 2x400 | 415 |  | ~ | 1.125 | 3 / RCX2434 | 3 / RCX1534 | 2589.8403 | 2764.4455 | 3724.9408 | 3959.8544
QC011 | CL402C4H |  | MT50,ZB29,CS27,cr47 | 30400 | 8.9071 | 14 | 2x400 | 415 |  | ~ | 1.125 | 3 / RCX2434 | 3 / RCX2034 | 2903.1721 | 3066.9728 | 4027.4682 | 4262.3817
QC012 | CL402C5H |  | MT64,ZB38,CS33,cr62 | 44800 | 13.1263 | 14 | 2x400 | 415 |  | ~ | 1.125 | 4 / RCX3134 | 4 / RCX3034 | 3247.0053 | 3398.9496 | 4359.445 | 4594.3585
QC013 | CL402C6H |  | MT80,ZB45,CR72 | 63600 | 18.6346 | 14 | 2x400 | 415 |  | ~ | 1.125 | 5 / RCX4734 | 5 | 3592.2249 | 3732.2651 | 4692.7605 | 4927.674
QC013.1 | CL403C4H |  | MT80,ZB48 | 64847 | 19 | 15 | 3x400 | 415 |  | ~ | 1.125 | 6 / RCX4734 | 5 | 4216.1158 | 4334.6425 | 5892.8423 | 6127.7559
QC014 | CL403C5H |  | MT100,ZB58 | 66000 | 19.3378 | 15 | 3x400 | 415 |  | ~ | 1.125 | 6 / TCLE5HW / SCX0645 | 6 | 4534.9933 | 4642.5243 | 6200.7241 | 6746.1075
QC015 | CL403C6H |  | MT125,ZB76,4VES10Y | 82100 | 24.0551 | 15 | 3x400 | 415 |  | ~ | 1.375 | TEX5-1 / TCLE5HW / SCX0645 | 6 | 5149.1792 | 5235.5314 | 6793.7312 | 7339.1146
QC016 | CL404C6H |  | MT144/4TES12Y,ZB95 | 93400 | 27.366 | 16 | 4x400 | 415 |  | ~ | 1.375 | TEX5-2 / TCLE7.5HW / SCX0845 | TES5-2 / SCX0857/TGES7.5 | 6692.2693 | 7050.3795 | 8881.3157 | 9426.6991
QC017 | CL405C6H |  | 4PES15Y,ZB114 | 120000 | 0 | 0 | 0 | 0 |  | 0 | 1.375 | 0 | 0 | 7899.8447 | 8230.8127 | 10578.6453 | 11124.0287
QC018 | NT501C6H |  | MT100,ZB58 | 66000 | 19.3378 | 26 | 1X500 | 415 |  | ~ | 1.125 | 6 / TCLE5HW / SCX0645 | 6 | 4977.8536 | 5523.9853 | 5571.1218 | 6073.2208
QC019 | NT501C8H |  | MT125,ZB66 | 82100 | 24.0551 | 26 | 1X500 | 415 |  | ~ | 1.375 | TEX5-1 / TCLE5HW / SCX0645 | TES5-2 /TGES7.5 | 5383.8713 | 5930.003 | 5964.2501 | 6466.3491
QC020 | NT502C4H |  | MT160/4VES10Y,ZB76 | 90800 | 26.6042 | 26 | 2X500 | 415 |  | ~ | 1.375 | TEX5-2 / TCLE7.5HW / SCX0845 | TES5-3 / SCX0857/TGES9 | 6450.4633 | 7010.3802 | 7721.5822 | 8223.6812
QC021 | NT502C5H |  | 4TES12Y,ZB95 | 106500 | 31.2042 | 26 | 2x500 | 415 |  | ~ | 1.375 | TEX5-2 / TCLE7.5HW / SCX0845 | TES5-3 / SCX0857/TGES9 | 7356.6847 | 7916.6016 | 8599.0346 | 9101.1336
QC022 | NT502C6H |  | 4PES15Y,ZB114 | 120000 | 35.1597 | 26 | 2x500 | 415 |  | ~ | 1.375 | TEX5-3 / TCLE10HW / SCX1057 | TES5-4 / SCX0957/TGES11 | 8609.1029 | 9169.0199 | 9811.6936 | 10313.7926
QC023 | NT502C8H |  | 4NES20Y,ZB130 | 140000 | 41.0196 | 26 | 2x500 | 415 |  | ~ | 1.625 | TEX5-4 / TCLE12HW / SCX1257 | TES12-5 /TGES13 | 10388.4533 | 10948.3702 | 11534.5566 | 12036.6556
QC023.1 | NT503C5H |  | 4JE22Y,ZB130 | 150000 | 43.9496 | 26 | 3x500 | 415 |  | ~ | 1.625 | TEX5-4 / TCLE12HW / SCX1257 | TES12-5 /TGES13 | 11805.0606 | 12378.7627 | 13657.4876 | 14159.5866
QC024 | NT503C6H |  | 4HE25Y,ZB190 | 167000 | 48.9306 | 26 | 3x500 | 415 |  | ~ | 1.625 | TEX5-4 / TJLE14HW / SCX1457 | TES12-5 /TGES13 | 12272.1719 | 13031.9003 | 14109.7699 | 14791.9896
QC025 | NT503C8H |  | 4GE30Y,ZB220 | 204000 | 59.7715 | 26 | 3x500 | 415 |  | ~ | 2.125 | TEX12-5 / TJLE18HW | TES12-6/TGES18 | 15017.5644 | 15777.2928 | 16768.0071 | 17450.2268
QC025.1 | NT504C6H |  | 6HE35Y | 235000 | 68.8544 | 30 | 4x500 | 415 |  | ~ | 2.125 | TEX12-5 / TJLE18HW | TES12-6/TGES18 | 15889.4206 | 16662.9342 | 18336.7855 | 19019.0052
QC026 | NT504S8H |  | 6GE40Y | 255000 | 74.7143 | 30 | 4x500 | 415 |  | ~ | 2.125 | TEX12-5 / TJLE18HW | TES12-7/TGES21 | 19505.3966 | 20278.9102 | 21837.9686 | 22520.1883
QC027 | NT632T6 | Blast frezzer -5'C ~-40'C (9/18mm Fin Spacing)EBM fan sets, water defrost available,hot gas defrost and heater defrost available | S6H-20.2Y | 53925.4 | 15.8 | 41 | 2x630 | 415 | 10 | 16.2 | 1.625 | TEX5-3 / TCLE10HW / SCX1057 | TES5-4 /SCX0957 | 12913.6544 | 13668.3291 | 14923.165 | 15613.8389
QC028 | NT632T8 |  | S6G-25.2Y-S6F-30.2 | 64164.4 | 18.8 | 41 | 2x630 | 415 | 11 | 16.2 | 2.125 | TEX5-4 / TCLE12HW / SCX1257 | TES12-5 -60c | 15396.8537 | 16600.517 | 17260.7756 | 18372.837
QC029 | NT632T8L |  | S6G-25.2Y-S6F-30.2 | 70307.8 | 20.6 | 41 | 2x630 | 415 | 11 | 16.2 | 2.125 | TEX5-4 / TCLE12HW / SCX1257 | TES12-5 -60C | 18587.7202 | 19777.5983 | 21231.4943 | 22343.5557
QC030 | NT802T8 |  | S6F-30.2Y | 78157.7 | 22.9 | 41 | 2x800 | 415 | 11 | 16.2 | 2.125 | TEX5-4 / TCLE12HW / SCX1257 | TES12-5 -60c | 21441.2993 | 22644.9626 | 26103.8953 | 27215.9567
QC031 | NT802T8L |  | S6H-20.2Y X 2 | 105803 | 31 | 41 | 2x800 | 415 | 11 | 16.2 | 2.125 | 0 | 0 | 26193.8703 | 27383.7484 | 31586.7406 | 32698.802
QC031.1 | NT803T8 |  | S6F-30.2Y | 128670.1 | 37.7 | 41 | 3x800 | 415 | 11 | 24.3 | 2.125 | 0 | 0 | 41887.2824 | 43090.9457 | 49867.4648 | 50979.5262
QC031.2 | NT633T6 |  | S6F-30.2Y | 81229.4 | 23.8 | 41 | 3x630 | 415 | 10 | 24.3 | 2.125 | TEX5-4 / TJLE14HW / SCX1457 | TES12-5 -60c | 19565.2174 | 20768.8807 | 22609.7605 | 23721.8219
QC031.3 | NT633T8 |  | S6F-30.2Y | 98635.7 | 28.9 | 41 | 3x630 | 415 | 11 | 24.3 | 2.125 | TEX12-6 / TER 22HW | TES12 -60c -7 | 24058.1407 | 25261.804 | 26844.2079 | 27956.2694
QC031.4 | NT634T8 |  | S6F-30.2Y X2 | 0 | 0 | 0 | 4x630 | 415 | 0 | 0 | 0 | 0 | TES12-5 -60c *2pcs | 27795.0311 | 29848.2146 | 33326.9797 | 35503.4835
QC031.5 | NF634T6W |  | S6H-20.2Y X 2 | 0 | 0 | 0 | 0 | 0 | 0 | 0 | 0 | 0 | 0 | ~ | ~ | 0 | 0
QC031.6 | NF634T8W |  | S6F-30.2Y X2 | 0 | 0 | 0 | 0 | 0 | 0 | 0 | 0 | 0 | 0 | ~ | ~ | 0 | 0
QC031.7 | NF636T6W |  | 0 | 0 | 46 | 0 | 6x630 | 0 | 0 | 0 | 0 | 0 | TES12-6 -60c *2pcs | ~ | ~ | 44467.1622 | 46643.6659
QC031.8 | NF636T8W |  | 0 | 0 | 56 | 0 | 6x630 | 0 | 0 | 0 | 0 | 0 | TES12-7 -60c *2pcs | ~ | ~ | 52280.4324 | 54456.9362
0 | NT804T8 |  | S6F-30.2Y X2 | 0 | 0 | 0 | 4x800 | 0 | 0 | 0 | 0 | 0 | TES12-5 -60c *2pcs | ~ | ~ | 37433.329 | 39609.8328
QC32 | ND301C4 | +0'C ~- 8'C (6mm Fin Spacing) usage for processing empty room with heater defrost c/w Axial fan sets | MT22 -MT32 | 15017.2 | 4.4 | 7 | 1x300 | 415 |  | 1 | ~ | 2 / RCX1634 | 2 / RCX1034 | 1994.5384 | 2258.4485 | ~ | ~
QC33 | ND302C4 |  | MT36 - MT50 | 30034.4 | 8.8 | 7 | 2x300 | 415 |  | 1.6 | ~ | 3 / RCX2434 | 3 / RCX1534 | 2884.7184 | 3148.6284 | ~ | ~
QC34 | ND303C4 |  | MT64 | 42321.2 | 12.4 | 7 | 3x300 | 415 |  | 2.4 | ~ | 4 / RCX3134 | 4 / RCX2034 | 3707.9674 | 3971.8775 | ~ | ~
0 | ND304C4 |  | MT80 | 55973.2 | 16.4 | 7 | 4x300 | 415 |  | 3 | ~ | 5 / RCX4734 | 5 / RCX3034 | 5608.7599 | 5916.1647 | ~ | ~
0 | ND305C4 |  | MT100 | 68942.6 | 20.2 | 7 | 5x300 | 415 |  | 3.6 | ~ | 6 / TCLE5HW / SCX0645 | 6 | 7094.667 | 7402.0717 | ~ | ~
0 | ND452C4 | +0'C ~-8'C (6mm Fin Spacing) usage for processing empty room with heater defrost c/w Axial fan sets 6pole | MT80 | 34130 | 10 | 12 | 2x450 | 415 |  | 7.2 | ~ | 0 | 0 | ~ | ~ | ~ | ~
0 | ND452C6 |  | MT100 - MT125 | 40273.4 | 11.8 | 12 | 2x450 | 415 |  | 7.2 | ~ | 0 | 0 | ~ | ~ | ~ | ~
0 | ND453C4 |  | MT144 - MT160 | 50512.4 | 14.8 | 12 | 3x450 | 415 |  | 10.8 | ~ | 0 | 0 | ~ | ~ | ~ | ~
0 | ND453C6 |  | 4PCS-15.2 | 66212.2 | 19.4 | 12 | 3x450 | 415 |  | 10.8 | ~ | 0 | 0 | ~ | ~ | ~ | ~
0 | ND454C6 |  | 4NCS-20.2 | 84642.4 | 24.8 | 12 | 4x450 | 415 |  | 14.4 | ~ | 0 | 0 | ~ | ~ | ~ | ~
QC042 | CL301R4C | CHILLER +15'C ~ 0'C ( 4.5mm Fin Spacing) Unit blower with AXIAL FAN SETS W/O HEATER CW Coating | MT18,KCJ484 | 10900 | 3.1937 | 9 | 1x300 | 230 |  | 0 | 0 | 0 | 0 | 1446.0404 | 1693.0808 | 0 | 0
QC043 | CL302R3C |  | MT22,CS11,zb15 | 14600 | 4.2778 | 9 | 2x300 | 230 |  | 0 | 0 | 0 | 0 | ~ | 0 | 0 | 0
QC044 | CL302R4C |  | MT32,ZB19,CS13 | 18300 | 5.3619 | 9 | 2x300 | 230 |  | 0 | 0 | 0 | 0 | ~ | 0 | 0 | 0
QC045 | CL302R6C |  | MT40,ZB21,CS17,CS20 | 25800 | 7.5593 | 8 | 2x300 | 230 |  | 0 | 0 | 0 | 0 | ~ | 0 | 0 | 0
QC046 | CL303R4C |  | MT50,ZB29,CS27 | 30400 | 8.9071 | 9 | 3x300 | 230 |  | 0 | 0 | 0 | 0 | 486.6349 | 0 | 0 | 0
QC047 | CL303R6C |  | MT64,ZB38,CS33 | 44800 | 13.1263 | 9 | 3x300 | 230 |  | 0 | 0 | 0 | 0 | 3564.4965 | 3738.4866 | 0 | 0
QC048 | CL304R6C |  | MT80,ZB45,CR72 | 63600 | 18.6346 | 9 | 4x300 | 230 |  | 0 | 0 | 0 | 0 | ~ | 0 | 0 | 0
QC049 | CL401R3C |  | MT22,CS11 | 10900 | 3.1937 | 12 | 1x400 | 230 |  | 0 | 0 | 0 | 0 | ~ | 0 | 0 | 0
QC050 | CL401R4C |  | MT32,ZB15,CS13 | 14600 | 4.2778 | 12 | 1x400 | 230 |  | 0 | 0 | 0 | 0 | 2087.9547 | 2312.8602 | 0 | 0
QC051 | CL401R5C |  | MT36,ZB19,CS17 | 18300 | 5.3619 | 12 | 1x400 | 230 |  | 0 | 0 | 0 | 0 | 2333.3518 | 2549.7953 | 0 | 0
QC052 | CL401R6C |  | MT40,ZB21,CS20,CR42 | 25800 | 7.5593 | 12 | 1x400 | 230 |  | 0 | 0 | 0 | 0 | ~ | 0 | 0 | 0
QC053 | CL402R3C |  | MT44,ZB29,CS24,CR42 | 27645.3 | 8.1 | 14 | 2x400 | 415 |  | 0 | 0 | 0 | 0 | 2899.0129 | 3095.9508 | 0 | 0
QC054 | CL402R4C |  | MT50,ZB29,CS27,cr47 | 30400 | 8.9071 | 14 | 2x400 | 415 |  | 0 | 0 | 0 | 0 | ~ | 0 | 0 | 0
QC055 | CL402R5C |  | MT64,ZB38,CS33,cr62 | 44800 | 13.1263 | 14 | 2x400 | 415 |  | 0 | 0 | 0 | 0 | ~ | 0 | 0 | 0
QC056 | CL402R6C |  | MT80,ZB45,CR72 | 63600 | 18.6346 | 14 | 2x400 | 415 |  | 0 | 0 | 0 | 0 | 3852.8727 | 4016.9188 | 0 | 0
QC066 | CAE301C5N | FREEZER - 5'C ~ - 25'C ( 6mm Fin Spacing) Unit blower with AXIAL FAN SETS | MT18-MT22 | 4095.6 | 1.2 | 8 | 1x300 | 230 |  | 1 | ~ | 0 / RCX0834 | 1 / RCX0834 | 1211.1801 | 1497.0595 | ~ | ~
QC067 | CAE301C6N |  | MT32 | 5802.1 | 1.7 | 8 | 1x300 | 230 |  | 1.5 | ~ | 1 / RCX1234 | 1 / RCX0834 | 1331.1688 | 1614.9055 | ~ | ~
QC068 | CAE302C4N |  | MT36 | 7508.6 | 2.2 | 10 | 2x300 | 230 |  | 2 | ~ | 1 / RCX1234 | 2 / RCX1034 | 1897.2332 | 2170.8616 | ~ | ~
QC069 | CAE302C5N |  | MT40 | 8873.8 | 2.6 | 9 | 2x300 | 230 |  | 2 | ~ | 2 / RCX1634 | 3 / RCX1534 | 2052.5127 | 2323.3683 | ~ | ~
QC070 | CAE302C6N |  | MT50-MT64 | 10580.3 | 3.1 | 9 | 2x300 | 230 |  | 3 | ~ | 2 / RCX1634 | 3 / RCX1534 | 2207.7922 | 2475.8749 | ~ | ~
QC071 | CAE303C5N |  | MT64 | 12286.8 | 3.6 | 11 | 3x300 | 230 |  | 3 | ~ | 3 / RCX2434 | 4 / RCX2034 | 2888.1988 | 3144.1313 | ~ | ~
QC072 | CAE303C6N |  | MT80 | 16723.7 | 4.9 | 10 | 3x300 | 230 |  | 4.5 | ~ | 4 / RCX3134 | 5 / RCX3034 | 3197.3461 | 3447.7582 | ~ | ~
QC073 | CAE304C6N |  | MT100 | 18771.5 | 5.5 | 10 | 4x300 | 230 |  | 5 | 0 | 5 / RCX4734 | 6 / RCX3034 | 3706.9452 | 3963.2734 | ~ | ~
ITEM CODE | SPEC | RM
QC074 | CL-LB-630(127)-301-401 DP HEATER | 111.8012
QC075 | CL-LB-990(127)-302 DP HEATER | 127.6743
QC076 | CL-LB-1170(127)-402 DP HEATER | 151.5824
QC077 | CL-LB-1410(127)-303 DP HEATER | 172.5328
QC078 | CL-LB-1710(127)-304-403 DP HEATER | 196.6874
QC079 | CL-LB-2070(127)-404 DP HEATER | 231.1939
QC080 | CL-LB-2730(127)-405 DP HEATER | 296.7564
QC081 | CL-L-680(127)-301-401 COIL HEATER | 103.5197
QC082 | CL-L-1065(127)-302 COIL HEATER | 120.7729
QC083 | CL-L-1220(127)-402 COIL HEATER | 134.5756
QC084 | CL-L-1460(127)-303 COIL HEATER | 165.6315
QC085 | CL-L-1760(127)-304-403 COIL HEATER | 189.7861
QC086 | CL-L-2120(127)-404 COIL HEATER | 224.2926
QC087 | CL-L-2780(127)-405 COIL HEATER | 289.8551
QC088 | NT-LB-1050(250)-501 DP HEATER | 144.9275
QC089 | NT-LB-1770(250)-502 DP HEATER | 240.1656
QC090 | NT-LB-2550(250)-503 DP HEATER (400v) | 276.0524
QC091 | NT-LB-3150(250)-504 DP HEATER (400v) | 331.2629
QC092 | NT-LB-2090(250)-632-802 DP HEATER (400v) | 277.4327
QC094 | NT-L-1080(250)-501 COIL HEATER | 136.646
QC095 | NT-L-1800(250)-502 COIL HEATER | 231.8841
QC096 | NT-L-2580(250)-503 COIL HEATER (400v) | 269.1511
QC097 | NT-L-3180(250)-504 COIL HEATER (400v) | 324.3616
QC098 | NT-L-2140(250)-632-802 COIL HEATER (400v) | 269.1511
QC100 | CAE301-LB-630(86.6)0.5kw DP HEATER | 111.8012
QC101 | CAE302-LB-1170(86.6)1kw DP HEATER | 151.5824
QC102 | CAE303-LB-1710(86.6)1.5kw DP HEATER | 196.6874
QC103 | CAE304-LB-2070(86.6)1.8kw DP HEATER | 220.842
QC104 | CAE301-L-680(100)0.5kw COIL HEATER | 107.833
QC105 | CAE302-L-1220(100)1kw COIL HEATER | 144.1881
QC106 | CAE303-L-1760(100)1.5kw COIL HEATER | 189.7861
QC107 | CAE304-L-2120(100)1.8kw COIL HEATER | 213.9406
Orifice no | TX,TS rated capacity in ton
| R22 | R404A,507 | R407C
0 | 0.51 | 0.37 | 0.53
1 | 0.99 | 0.75 | 1.04
2 | 1.34 | 1.05 | 1.41
3 | 2.27 | 1.79 | 2.4
4 | 3.45 | 2.83 | 3.67
5 | 4.76 | 3.71 | 4.86
6 | 5.6 | 4.42 | 5.82
Orifice no | TEX5,TES5 rated capacity in ton
| R22 | R404A,507 | R407C
0.5 | 2.97 | 2.33 | 3.06
1 | 5.46 | 4.26 | 5.6
2 | 7.51 | 5.86 | 7.77
3 | 9.66 | 7.51 | 9.94
4 | 13.1 | 10.2 | 13.5
tes12 (5) | 16.3 | 14.5 | 15.9
tes12 (6) | 21.8 | 18.3 | 21.1

## Switch board
DATE :28.9.26
ITEM CODE | MODEL | DESCRIPTION | ( KW,HP,AMP) | Packing per ctn | RM | Picture
SW001 | LC1N06 | ORIGINAL SCNEIDER CONTACTOR | 2.5 , 3 , 6 | 36 | 49.975
SW002 | LC1N09 |  | 4 , 5.5 , 9 | 36 | 61.6575
SW003 | LC1N12 |  | 5.5 , 7.5 , 12 | 36 | 66.8497
SW004 | LC1N18 |  | 7.5 , 10 , 18 | 36 | 83.0753
SW005 | LC1N25 |  | 11 , 15 , 22 | 36 | 94.7578
SW006 | LC1N32 |  | 15 , 20 , 32 | 36 | 120.7189
SW007 | LC1N38 |  | 16 , 20 , 38 | 34 | 183.0254
SW008 | LC1E40 |  | 18 , 25 , 40 | 34 | 223.265
SW009 | LC1N50 |  | 25 , 30 , 50 | 34 | 282.9754
SW010 | LC1N65 |  | 30 , 35 , 65 | 34 | 359.5605
SW010.1 | LC1N80 |  |  |  | 447.828
SW010.2 | LC1N95 |  |  |  | 611.3826
SW010.3 | LC1N120 |  |  |  | 882.6755
SW011 | LRE05 (0.6-1) | ORIGINAL SCNEIDER OVERLOAD | 0.6 ~ 1 amp | 33 | 49.975
SW012 | LRE06 1-1.6 |  | 1 ~ 1.6 amp | 33 | 49.975
SW013 | LRE07 1.6-2.5 |  | 1.6 ~ 2.5 amp | 33 | 49.975
SW014 | LRE08 2.5-4 |  | 2.5 ~ 4 amp | 33 | 49.975
SW015 | LRE10 4-6 |  | 4 ~ 6 amp | 33 | 49.975
SW016 | LRE12 5.5-8 |  | 5.5 ~ 8 amp | 33 | 49.975
SW017 | LRE14 7-10 |  | 7 ~ 10 amp | 33 | 49.975
SW018 | LRE16 9-13 |  | 9 ~ 13 amp | 33 | 49.975
SW019 | LRE21 12-18 |  | 12 ~ 18 amp | 33 | 58.4124
SW020 | LRE22 16-24 |  | 16 ~ 24 amp | 33 | 64.2536
SW021 | LRE32 23-32 |  | 23 ~ 32 amp | 33 | 70.7438
SW022 | LRE35 30-38 |  | 30 ~ 38 amp | 33 | 70.7438
SW022.1 | LRE37-50 |  | 37 ~ 50 amp |  | 141.4877
SW022.2 | LRE48-65 |  | 48 ~ 65 amp |  | 168.7468
SW022.3 | LRE55-70 |  | 55 ~ 70 amp |  | 173.939
SW023 | LC1D09 | ORIGINAL NEW SERIES SCNEIDER CONTACTOR | 4 , 5.5 , 9 |  | 49.975
SW024 | LC1D12 |  | 5.5 , 7.5 , 12 |  | 54.7345
SW025 | LC1D18 |  | 7.5 , 10 , 18 |  | 71.3929
SW026 | LC1D25 |  | 11 , 15 , 22 |  | 80.9119
SW027 | LC1D32 |  | 15 , 20 , 32 |  | 113.0387
SW028 | LC1D38 |  | 20 ,25 , 38 |  | 128.5072
SW029 | LC1D40 |  | 25 ,30 , 40 |  | 154.6846
SW029.1 | LC1D50 |  | 30 , 40 , 50 |  | 208.2292
SW029.2 | LC1D65 |  | 40 , 55 , 65 |  | 261.7739
SW030 | LRD06 1-1.6 | ORIGINAL NEW SERIES SCNEIDER OVERLOAD | 1 ~ 1.6 amp |  | 70.203
SW031 | LRD07 1.6-2.5 |  | 1.6 ~ 2.5 amp |  | 71.3929
SW032 | LRD08 2.5-4 |  | 2.5 ~ 4 amp |  | 71.3929
SW033 | LRD10 4-6 |  | 4 ~ 6 amp |  | 71.3929
SW034 | LRD12 5.5-8 |  | 5.5 ~ 8 amp |  | 71.3929
SW035 | LRD14 7-10 |  | 7 ~ 10 amp |  | 71.3929
SW036 | LRD16 9-13 |  | 9 ~ 13 amp |  | 71.3929
SW036.1 | LRD18 |  |  |  | 77.3423
SW037 | LRD21 12-18 |  | 12 ~ 18 amp |  | 77.3423
SW038 | LRD22 16-24 |  | 16 ~ 24 amp |  | 77.3423
SW039 | LRD32 23-32 |  | 23 ~ 32 amp |  | 83.2917
SW040 | LRD35 30-38 |  | 30 ~ 38 amp |  | 83.2917
SW041 | LRD340 |  | 30 ~ 40 amp |  | 136.8363
SW041.1 | LRD350 |  | 37 ~ 50 amp |  | 136.8363
SW041.2 | LRD365 |  | 48 ~ 65 amp |  | 160.634
SW041.3 | SC-0 | SW-0/3H | 12 |  | 85.6714
SW041.4 | SC-4-0 | SW-4-0/3H | 16 |  | 101.1399
SW041.5 | SC-4-1 | SW-4-1/3H | 22 |  | 141.5959
SW041.6 | SC-N1 | SW-N1/3H | 32 |  | 215.3685
SW041.7 | SC-N2 | SW-N2/3H | 40 |  | 295.0905
SW041.8 | SC-N2S | SW-N2S/3H | 50 |  | 356.9644
SW041.9 | SC-N4 | SW-N4/3H | 80 |  | 644.9156
SW041.10 | SC-N5 | SW-N4/3H | 81 |  | 0
SW041.11 | SC-N6 | SW-N4/3H | 82 |  | 0
SW041.12 | SC-N7 | SW-N4/3H | 83 |  | 0
SW041.13 | SC-N8 | SW-N8/3H | 180 |  | 1642.0361
SW041.14 | SC-N10 |  | 220 |  | 2123.938
SW041.15 | SC-N11 | SW-N11/3H | 300 |  | 3331.6675
SW041.16 | TR-0N/3 | FUJI OVERLOAD | TK-0N |  | 78.5322
SW041.17 | TR-5-1N/3 |  | TK-5-1N |  | 85.6714
SW041.18 | TR-N2/3 |  | TK-N2 |  | 101.1399
SW041.19 | TR-N3/3 |  | TK-N3 |  | 136.8363
SW041.20 | TR-N5/3 |  | TK-N5 |  | 261.7739
SW041.21 | TR-N12/3 |  | TK-N12 |  | 1025
0 | SB70G2.2 | INVERTER 415v/3ph | 5.5 (A) |  | 1011.7759
0 | SB70G4 |  | 9.7 (A) |  | 1062.3647
0 | SB70G5.5 |  | 13 (A) |  | 1618.8415
SW042 | SB70G7.5 |  | 18(A) | 4ves7y | 2023.5519
SW043 | SB70G11 |  | 24(A) | 4tes9y,4pes12y | 2248.391
SW044 | SB70G15 |  | 30(A) | 4nes14y | 3035.3278
SW045 | SB70G18.5 |  | 38(A) | 4he18y | 3485.006
SW046 | SB70G22 |  | 45(A) | 4ge23y | 3822.2647
SW047 | SB70G30 |  | 60(A) | 6he28y | 3934.6842
SW048 | SB70G37 |  | 75(A) | 6ge34y | 5339.9286
SW049 | SB70G45 |  | 91(A) | 6fe44y | 6520.3339
SW049.1 | SB70G55 |  | 112(A) | 1128 | 7869.3685
SW049.2 | SB70G75 |  | 150(A) | 1451 | 10473.7547
SW049.3 | SB70G90 |  | 176(A) | 1719 | 13153.0873
SW049.4 | SB70G110 |  | 210(A) | 1890 | 0
SW049.5 | SB70G132 |  | 253(A) |  | 19486.0553
SW049.6 | SB70G160 |  | 304(A) |  | 0
SW049.7 | SB70G200 |  | 377(A) |  | 0
0 | GMC-40-11 (OFFER) | LS CONTACTOR | 18.5 , 25 , 40 |  | 95.0828
0 | GMC-50-11 (OFFER) |  | 22 , 30 , 50 |  | 134.3685
SW050 | LANN11N (1open ,1close) | Auxillary contact |  |  | 13.0487
SW051 | LANN22N (2open ,2close) | Auxillary contact |  |  | 24.3576
SW051.1 | SZ-A11 fuji auxillary contact |  |  |  | 24.3576
SW051.2 | NXC-0.9M/4 220V Small contactor chnt |  |  |  | 34.1006
SW052 | ABB RELAY MY4NJ (24VDC) | MY4NJ |  |  | 34.5066
SW052.1 | ABB RELAY MY4NJ (230VAC) |  |  |  | 40.2576
SW053 | CKC AH3-3(1S) C/W base | CKC TIMER |  |  | 30.447
SW054 | CKC AH3-1(6m) C/W base | CKC TIMER |  |  | 30.447
SW055 | CKC AH3-1(6S) C/W base | CKC TIMER |  |  | 40.19
SW056 | MIKRO MX100 3PH RELAY c/w omron base | 3PH Protection Relay |  |  | 108.3333
SW056.1 | K8DS-PH1 OMRON 3PH RELAY |  |  |  | 86.2664
SW057 | SM602 (3ph protection relay) |  |  |  | 74.7642
SW058 | SM602A (3ph protection relay with alarm) |  |  |  | 80.5153
SW059 | HAGER TIMER (24H)C/W BASE | 24Hour Timer |  |  | 158.3333
SW061 | PILOT LAMP GREEN (22mm) | PILOT LAMP 22MM |  |  | 2.8011
SW062 | PILOT LAMP RED (22mm) |  |  |  | 2.8011
SW063 | PILOT LAMP BLUE (22mm) |  |  |  | 3.6536
SW064 | PILOT LAMP ORANGE (22mm) |  |  |  | 2.8011
SW065 | PLASTIC MARKING |  |  |  | 0.24358
SW066 | TERMINAL BLOCK (4PIN) (15AMP) |  |  |  | 2.3749
SW067 | TERMINAL BLOCK (6PIN) (15AMP) |  |  |  | 3.1969
SW068 | TERMINAL BLOCK (8PIN) (15AMP) |  |  |  | 4.2017
SW069 | TERMINAL BLOCK (8PIN) (25AMP) |  |  |  | 6.0285
SW069.01 | TERMINAL BLOCK (10PIN) (25AMP) |  |  |  | 5.1151
SW069.02 | KDJ-3206 TERMINAL (HI,LO,SOL,L,N) |  |  |  | 10.7173
SW069.03 | KDJ-3206 TERMINAL (COMP,HI,LO,N) |  |  |  | 10.7173
SW069.04 | KDJ-3210 TERMINAL (HI,LO,SOL,VOL,L1,L2,L3,FAN,N) |  |  |  | 17.0503
SW069.05 | DG-4 BOX C/W KDJ-3210 TERMINAL (HI,LO,FAN,N,L1-3,N) |  |  |  | 46.2794
SW069.06 | DG-3 BOX C/W KDJ-3206 TERMINAL (HI,LO,SOL,L,N) |  |  |  | 31.6648
SW069.07 | DG-3 BOX C/W KDJ-3206 TERMINAL (L1,L2,L3,L1,L2,L3) |  |  |  | 31.6648
SW070 | PG11 Nylon cable gland (3-7mm) |  |  |  | 0.38972
SW071 | PG11 Nylon cable gland (5-10) |  |  |  | 0.38972
SW072 | PG13.5 Nylon cable gland (5-9mm) |  |  |  | 0.42626
SW073 | PG13.5 Nylon cable gland (6-11mm) |  |  |  | 0.42626
SW073.1 | PG16 Nylon cable gland (6-11mm) |  |  |  | 0
SW074 | WRAPING BAND (8mm) |  |  |  | 7.3073
SW075 | TERMINAL CLIP 1.5mm (1000pcs per packet) 1008 |  |  |  | 31.6648
SW076 | TERMINAL CLIP 2.5mm (1000pcs per packet) 1008 |  |  |  | 34.1006
SW077 | TERMINAL CLIP 1.0mm (1000pcs per packet) 1008 |  |  |  | 29.2291
SW078 | HT4-395 (4MM TERMINAL CLIP)(1000pcs per packet) |  |  |  | 68.2012
SW079 | ISOLATOR ON/OFF 20AMP |  |  |  | 36.5364
SW080 | ISOLATOR ON/OFF 32AMP |  |  |  | 54.8045
SW081 | ON/OFF BUTTON 2 STEP CHNT |  |  |  | 5.724
SW082 | ON/OFF BUTTON SALZER 16A | SALZER |  |  | 18.9936
SW083 | SAF1-A002 (3 gang 1 way 10a) |  |  |  | 16.1961
SW084 | SAF1-A002 (2 gang 1 way 10a) |  |  |  | 14.9814
SW085 | SAF1-A002 (1 gang 2 way 10a) |  |  |  | 12.471
SW086 | SAD1-3 3P 60A Switch socket |  |  |  | 34.0118
SW087 | UKW-335 3P 32A isolation switch |  |  |  | 34.0118
SW088 | SAF2-C001 (1gang 1 socket 13a) |  |  |  | 36.4412
SW089 | SAF2-C002 (2gang 2 socket 13a) |  |  |  | 48.5882
SW090 | SA-C002 Water proof box |  |  |  | 36.4412
SW090.1 | WIRING BOX SALZER 2HP-3HP |  |  |  | 126.0466
SW090.2 | WIRING BOX SALZER 3.5HP-6HP |  |  |  | 126.0466
SW090.3 | CHNT MCCB 80A 3POLE | CHNT mccb | NXM-125S-3300 |  | 117.9497
SW090.4 | CHNT MCCB 100A 3POLE |  | NXM-125S-3300 |  | 117.9497
SW090.5 | CHNT MCCB 160A 3POLE |  | NXM-125S-3300 |  | 174.415
SW090.6 | CHNT MCCB 200A 3POLE |  | NXM-125S-3300 |  | 188.2176
SW090.7 | CHNT MCCB 250A 3POLE |  | NXM-125S-3300 |  | 188.2176
SW090.8 | CHNT MCCB 160A 4POLE cw protector |  | NM1LE-250S/4300A |  | 396.5117
SW090.9 | CHNT MCCB 200A 4POLE cw protector |  | NM1LE-250S/4300A |  | 431.332
SW090.10 | CHNT MCCB 250A 4POLE cw protector |  | NM1LE-250S/4300A |  | 431.332
SW090.11 | CHNT MCCB 315A 4POLE cw protector |  | NM1LE-250S/4300A |  | 995.9847
SW090.12 | CHNT MCCB 315A 4POLE cw protector |  | NM1LE-250S/4300A | SHUNT TRIP | ~
SW090.13 | TERASAKI MCCB 100A 3POLE 25KA | Terasaki mccb |  | 79 | 295.6667
SW090.14 | TERASAKI MCCB 160A 3POLE 25KA |  |  | 79 | 533.3333
SW090.15 | TERASAKI MCCB 200A 3POLE 25KA |  |  | 79 | 533.3333
SW090.16 | TERASAKI MCCB 250A 3POLE 25KA |  |  | 79 | 566.6667
SW090.17 | TERASAKI MCCB 300A 3POLE 36KA |  |  | 120 | 1202.3333
SW090.18 | TERASAKI MCCB 400A 3POLE 36KA |  |  | 120 | 1202.3333
SW091 | SCNEIDER MCB 1P -16A (6KA) | SCNEIDER |  |  | 13
SW092 | SCNEIDER MCB 1P -32A (6KA) |  |  |  | 13
SW093 | SCNEIDER MCB 3P -32A (6KA) |  |  |  | 69.6667
SW094 | SCNEIDER MCB 3P -40A (6KA) |  |  |  | 76.6667
SW095 | SCNEIDER MCB 3P -63A (6KA) |  |  |  | 130
SW096 | ELCB 40AMP 2POLE Maxguard |  |  |  | 65
SW097 | SCNEIDER ELCB 4P -40A (300mA) |  |  |  | 138.3333
SW098 | SCNEIDER ELCB 4P -63A (300mA) |  |  |  | 170
SW099 | SCNEIDER ELCB 4P -100A (300mA) |  |  |  | 366.6667
SW099.1 | SCNEIDER MCCB 4P -200A (50KA) |  |  |  | ~
SW099.2 | SCNEIDER NSX&CVS SHT AC220-240V |  |  |  | ~
SW114 | 3 PHASE MCB BAR 63AMP |  |  |  | 73.0727
SW115 | 3 PHASE MCB BAR 100AMP |  |  |  | 100.8403
0 | 10HP AUTO TRAN |  |  |  | ~
0 | ABB SOFT STARTER PSR-12 5.5KW |  |  |  | ~
0 | ABB SOFT STARTER PSR-16 7.5KW |  |  |  | ~
0 | ABB SOFT STARTER PSR-25 11KW |  |  |  | ~
SW115.1 | PLASTIC TERMINAL BOX (SMALL) BLACK |  |  |  | 19.5537
SW115.2 | TERMINAL BOX WHITE (150mm x 110mm x 70mm) 180mm x 200mm |  |  |  | 10.352
SW116 | CONTROL PANEL TRUNKING (20mm x 20mm x 2m) |  |  |  | 6.4935
SW117 | CONTROL PANEL TRUNKING (35mm x 35mm x 2m) |  |  |  | 9.5991
SW118 | CONTROL PANEL TRUNKING (45mm x 32mm x 2m) |  |  |  | 11.2931
SW118.01 | CONTROL PANEL TRUNKING (65mm x 45mm x 2m) |  |  |  | 17.2219
SW118.1 | TERMINAL CLIP RVL2.5-3.5 (1000PCS) |  |  |  | 116.9163
SW118.2 | TERMINAL CLIP RVL2-3.5 (1000PCS) |  |  |  | 116.9163
SW118.3 | TERMINAL CLIP SV2-4 (1000PCS) |  |  |  | 48.7151
SW118.4 | TERMINAL CLIP SV3.5-4 (1000PCS) |  |  |  | 90.6102
SW118.5 | TERMINAL CLIP SVS5.5-3.5 (1000PCS) |  |  |  | 115.6985
SW119 | ALUMINIUM CUTTER RAIL |  |  |  | 365.3635
SW120 | GI CUTTER RAIL |  |  |  | 316.6484
SW121 | CONTACTOR ALUMINIUM RAIL (1M) |  |  |  | 7.3073
SW122 | CONTACTOR GI RAIL (1M) |  |  |  | 3.5299
SW122.1 | NEUTRAL COPPER BRASS 10HOLE |  |  |  | 5.6266
SW123 | NEUTRAL COPPER BRASS 7HOLE |  |  |  | 4.5305
0 | TERMINAL BLOCK (10PIN) (25AMP) |  |  |  | 6.0894
0 | TERMINAL BLOCK (12 PIN) (25 AMP) |  |  |  | 8.5251
0 | TERMINAL RAIL |  |  |  | 3.0447
0 | ON/OFF BUTTON 3 STEP |  |  |  | 6.6983
0 | ON/OFF PUSH BUTTON GREEN,RED,YELLOW |  |  |  | 5.4805
0 | I H S -1.5mm connector block (10pcs) |  |  |  | 8.5251
0 | I H S -2.5mm connector block (10pcs) |  |  |  | 10.9609
0 | I H S -4.0mm connector block (10pcs) |  |  |  | 12.1788
SW123.1 | 0.75mm wire (red) |  |  |  | 89.2857
SW123.2 | 0.75mm wire (yellow) |  |  |  | 89.2857
SW123.3 | 0.75mm wire (blue) |  |  |  | 89.2857
SW123.4 | 0.75mm wire (black) |  |  |  | 89.2857
SW123.5 | 0.75mm wire (grey) |  |  |  | 89.2857
SW123.6 | 0.75mm wire (white) |  |  |  | 89.2857
SW123.7 | 0.75mm wire (brown) |  |  |  | 89.2857
SW123.8 | 1.5mm wire (blue) |  |  |  | 156.8571
SW123.9 | 1.5mm wire (black) |  |  |  | 156.8571
SW123.10 | 1.5mm wire (yellow) |  |  |  | 156.8571
SW123.11 | 1.5mm wire (red) |  |  |  | 156.8571
SW123.12 | 1.5mm wire (green) |  | 0 |  | 156.8571
SW123.13 | 2.5mm wire (blue) | 0 | 1-5 dol |  | 249.7143
SW123.14 | 2.5mm wire (black) | 2.1 | 0 |  | 249.7143
SW123.15 | 2.5mm wire (yellow) | 2.1 | 0 |  | 249.7143
SW123.16 | 2.5mm wire (red) | 2.1 | 0 |  | 249.7143
SW123.17 | 2.5mm wire (green) | 2.1 | 0 |  | 249.7143
SW123.18 | 4mm wire (blue) | 2.1 | 6-8 dol,8-14 pw (4nes14y) |  | 401.4286
SW123.19 | 4mm wire (black) | 3.2 | 0 |  | 401.4286
SW123.20 | 4mm wire (yellow) | 3.2 | 0 |  | 401.4286
SW123.21 | 4mm wire (red) | 3.2 | 0 |  | 401.4286
SW123.22 | 4mm wire (green) | 3.2 | 0 |  | 401.4286
SW123.23 | 6mm wire (blue) | 3.2 | 10-13 dol,18-20 pw(4ge23y) |  | 597.1429
SW123.24 | 6mm wire (black) | 4.9 | 0 |  | 597.1429
SW123.25 | 6mm wire (yellow) | 4.9 | 0 |  | 597.1429
SW123.26 | 6mm wire (red) | 4.9 | 0 |  | 597.1429
SW123.27 | 10mm wire (black) | 4.9 | 15-20 dol, 25-34 pw (6ge34y) |  | 981.4286
SW123.28 | 16mm wire (black) | 4.9 | 23-30 dol,35-50 pw(6fe50y) |  | 1565.7143
SW123.29 | 25mm wire (black) |  |  |  | 2495.7143
SW123.30 | 3core wire 1mm |  |  |  | 311.4286
SW123.31 | 4core wire 1mm |  |  |  | 514.2857
SW123.32 | 5core wire 1mm |  |  |  | 664.2857
SW123.33 | 3core wire 1.5mm |  |  |  | 0
SW123.34 | 3core wire 2.5mm |  |  |  | 0
#REF! | #REF! |  |  |  | #REF!
SW123.35 | 4core 1.5mm wire black heavy |  |  |  | 474.2857
SW123.38 | 3core wire 1mm |  |  |  | ~
SW123.51 | U-LI 50MM X 75MM G25 METAL TRUNKING ORANGE |  | elitech s.board |  | 25.0633
ELI021.1 | ECB-1000P | 1-3hp chiller 1ph s.board |  |  | 367.5473
ELI021.2 | ECB-1000PLUS |  |  |  | 469.3182
ELI021.3 | ECB-1000PLUS wifi | Dol control panel c/w digital controller, scneider mcb (1ph) | (2 - 3.5) | 45*40*18 | 547.5379
SB001.1 | Chiller Scneider (1-3.5) 1PH |  | (2 - 3.5) | 45*40*18 | 1105.1346
SB001.2 | Freezer Scneider (1-3.5) 1PH | Dol control panel c/w 3ph protection relay,on/off isolator and digital controller (SCNEIDER MCB,ELCB) | (2 - 3.5) | 45*40*18 | 1280.7548
SB001 | Chiller ALL Scneider(2-3.5) |  | (4 - 6.5) | 45*40*18 | 1391.1813
SB002 | Chiller ALL Scneider (4-6.5) |  | (7.5 - 12) | 45*40*18 | 1438.7891
SB002.1 | Chiller ALL Scneider (7.5-12) |  | (2 - 3.5) | 45*40*18 | 1758.3491
SB003 | Freezer ALL Scneider (2-3.5) |  | (4 - 6.5) | 45*40*18 | 1644.1348
SB004 | Freezer ALL Scneider (4-6.5) |  | (7.5 - 12) | 50*45*18 | 1709.5682
SB004.1 | Freezer ALL Scneider (7.5-12) | For showcase w/o digital thermostat,fan contactor,heater contactor (only compressor contactor) | (2 - 3.5) | 40*30*15 | 2055.0358
SB004.2 | Chiller/freezer ALL Scneider(2-3.5) |  | (4 - 6.5) | 40*30*15 | 1014.9709
SB004.3 | Chiller/freezer ALL Scneider (4-6.5) |  | (7.5 - 12) | 45*40*18 | 1043.3027
SB004.4 | Chiller/freezer ALL Scneider (7.5-12) |  | (2 - 3.5) | 45*40*18 | 1147.6082
SB004.5 | Chiller/freezer ALL Scneider (7.5-12) part winding | Dol control panel for BCU indoor unit c/w digital controller, (SCNEIDER MCB,ELCB) | (2 - 3.5) |  | 1470.1827
SB004.6 | Chiller ALL Scneider(2-3.5) for bcu indoor |  | (4 - 6.5) |  | 1207.0485
SB004.7 | Chiller ALL Scneider (4-6.5) for bcu indoor |  | (7.5 - 12) |  | 1257.0485
SB004.8 | Chiller ALL Scneider (7.5-15) for bcu indoor |  | (2 - 3.5) |  | 1340.3818
SB004.9 | Freezer ALL Scneider (2-3.5) for bcu indoor |  | (4 - 6.5) |  | 1283.2009
SB004.10 | Freezer ALL Scneider (4-6.5) for bcu indoor |  | (7.5 - 12) |  | 1366.5342
SB004.11 | Freezer ALL Scneider (7.5-15) for bcu indoor | PART WINDING control panel c/w 3ph protection relay, digital controller and (SCNEIDER MCB,ELCB) | (7.5 - 14) | 60*50*20 | 1533.2009
SB005 | Chiller ALL Scneider (7.5-14) |  | (15 - 23) | 60*50*20 | 2365.4928
SB006 | Chiller ALL Scneider (15-23) |  | (25 - 34) | 60*60*20 | 2590.0129
SB007 | Chiller ALL Scneider (25-34 ) |  | (35 - 50) | 60*60*20 | 2881.9117
SB008 | Chiller ALL Scneider (35-50) |  | (7.5 - 14) | 60*50*20 | 3106.3516
SB009 | Freezer ALL Scneider (8-14) |  | (15 - 23) | 60*50*20 | 2611.1515
SB010 | Freezer ALL Scneider (15-23) |  | (25 - 34) | 60*60*20 | 2880.1396
SB011 | Freezer ALL Scneider (25-34) |  | (35 - 50) | 60*60*20 | 3266.0391
SB012 | Freezer ALL Scneider (35-50) | AUTO TRAN control panel c/w 3ph protection relay,digital controller and (SCNEIDER MCB,ELCB) | (7.5 - 12) | 60*60*20 | 3517.1456
SB013 | Chiller ALL Scneider (7.5-12) |  | (15 - 20) | 60*60*20 | 2778.1109
SB014 | Chiller ALL Scneider (15-20) |  | (25 - 30) | 60*60*20 | 3099.9684
SB015 | Chiller ALL Scneider (25-30 ) |  | (7.5 - 12) | 60*60*20 | 4303.7926
SB016 | Freezer ALLScneider (7.5-12) |  | (15 - 20) | 60*60*20 | 3034.6389
SB017 | Freezer ALLScneider (15-20) |  | (25 - 30) | 70*60*25 | 3310.6274
SB018 | Freezer ALL Scneider (25-30) | Dol control panel c/w 3ph protection relay,on/off isolator and digital controller (SCNEIDER MCB,ELCB) | (2 - 3.5) |  | 4663.1867
SB019 | 2in1 ALL Chiller ALL Scneider (2-3.5) |  | (4 - 6.5) |  | 2532.3626
SB020 | 2in1 ALL Chiller ALL Scneider (4-6.5) |  | (2 - 3.5) |  | 2627.5781
SB021 | 2in1 ALL Freezer ALL Scneider (2-3.5) |  | (4 - 6.5) |  | 3038.2697
SB022 | 2in1 ALL Freezer ALL Scneider (4-6.5) |  | (2 - 3.5) |  | 3169.1364
SB023 | 2in1 Chiller/Freezer ALL Scneider (2-3.5) |  | (4 - 6.5) |  | 2785.3161
SB024 | 2in1 Chiller/Freezer ALL Scneider (4-6.5) |  | (2 - 3.5) |  | 2898.3572
SB025 | 2in1 Chiller/Freezer ALL Scneider (2-3.5) 2elcb |  | (4 - 6.5) |  | 2943.6495
SB026 | 2in1 Chiller/Freezer ALL Scneider (4-6.5) 2elcb |  | (2 - 3.5) |  | 3056.6906
SB027 | 2in1 ALL Freezer ALL Scneider (2-3.5) 2elcb |  | (4 - 6.5) |  | 3196.603
SB028 | 2in1 ALL Freezer ALL Scneider (4-6.5) 2elcb |  |  |  | 3327.4697
SB030 | Customize control panel | Dol & Part winding flake ice board control panel c/w 3ph protection relay,on/off isolator and (SCNEIDER MCB,ELCB) |  |  | 0
SB031 | 0.3T~1T Flake ice control panel (DOL) cw plc |  |  |  | 1165.1166
SB032 | 1.5T~3T Flake ice control panel (DOL) cw plc |  |  |  | 1373.292
SB032.1 | 4T~6T Flake ice control panel (p.winding) cw plc |  |  |  | 2387.2769
SB033 | 0.5T-1T Flake ice control panel (DOL) |  |  |  | 1709.5682
SB034 | 1.5T-3T Flake ice control panel (DOL) |  |  |  | 2055.0358
SB035 | 2T~4T Flake ice control panel (PART WINDING) |  |  |  | 2880.1396
SB036 | 5T~6T Flake ice control panel (PART WINDING) |  |  |  | 3266.0391
SB037 | 10T Flake ice control panel (PART WINDING) |  |  |  | 3932.7057
SB038 | PLC CONTROL |  |  |  | 1007.5914
SB039 | FZ05 PLC CONTROL FULL SET |  |  |  | 2709.536
SB040 | SK043 SCREEN DISPLAY |  |  |  | 910.9731
SB041 | ZY108 CONTROLLER |  |  |  | 800.5521
SB042 | 220-11V TRANFORMER |  |  |  | 41.4079
SB043 | NTC-10K SENSOR |  |  |  | 41.4079
SB044 | MOD-CC WIRE CONNECTOR |  |  |  | 5.521
SB045 | TZTZ |  |  |  | 0
SB046 | 0-30Bar HIGH PRESSURE TRANDUCER 4-20ma |  |  |  | 345.0656
SB047 | ~1-12Bar LOW PRESSURE TRANDUCER 4-20ma |  |  |  | 345.0656
SB048 | SC13-700 SCREW COND PLC CONTROL FULL SET | Dol control panel c/w 3ph protection relay,on/off isolator and Danfoss digital controller (CLEAR STOCK) | (2 - 3.5) | 40*30*15 | 3450.6556
0 | Chiller Chnt (2-3.5) |  | (4 - 7.5) | 40*30*15 | 1319.1378
0 | Chiller Chnt (4-7.5) |  | (2 - 3.5) | 50*40*18 | 1287.2816
0 | Frezzer Chnt (2-3.5) |  | (4 - 7.5) | 50*40*18 | 1486.7723
0 | Frezzer Chnt (4-7.5) | 25 | 20 | 15 | 1538.8889
0 | JXF2520/14 | 30 | 25 | 15 | ~
0 | JXF3025/15 | 30 | 30 | 15 | ~
0 | JXF3030/18 | 40 | 30 | 15 | ~
SW124 | JXF4030/15* switch board | 40 | 30 | 20 | 120.6815
0 | JXF4030/20 | 40 | 30 | 25 | ~
0 | JXF4030/25 | 45 | 40 | 18 | ~
SW125 | JXF4540/18* | 50 | 40 | 18 | 147.6114
SW126 | JXF5040/18* | 50 | 45 | 18 | ~
SW127 | JXF5045/18* | 50 | 40 | 20 | 184.0614
0 | JXF5040/20 | 50 | 40 | 25 | ~
0 | JXF5040/25 | 60 | 40 | 20 | ~
0 | JXF6040/20 | 60 | 50 | 15 | ~
0 | JXF6050/15 | 60 | 50 | 20 | ~
SW128 | JXF6050/20 * | 60 | 50 | 25 | 260.5259
0 | JXF6050/25 | 60 | 60 | 20 | ~
SW129 | JXF6060/20 * | 70 | 50 | 20 | 291.5222
0 | JXF7050/20 | 70 | 50 | 25 | ~
0 | JXF7050/25 | 70 | 60 | 20 | ~
SW130 | JXF7060/20 * (1.2MM) | 70 | 60 | 25 | 366.8778
SW131 | JXF7060/25 | 80 | 60 | 20 | ~
SW132 | JXF8060/20 | 80 | 60 | 25 | ~
SW133 | JXF8060/25 | 80 | 70 | 20 | ~
SW134 | JXF8070/20 * (1.2MM) | 90 | 70 | 22 | 434.8685
0 | JXF9070/22 | 100 | 80 | 20 | ~
SW135 | JXF10080/20 (1.2mm*1.5mm) | 100 | 80 | 25 | 610.8611
SW136 | JXF10080/25 (1.2mm*1.5mm) | 120 | 100 | 25 | ~
SW136.2 | JXF 150150/30 (1.5mm*2mm) | 45 | 40 | 18 | 1890.79
SW137 | STX4 4518 (1.2mm*1.5mm) | 60 | 50 | 20 | 601.6207
SW138 | STX5 620 (1.2mm*1.5mm) | 60 | 60 | 20 | 929.7588
SW139 | STX6 620 (1.2mm*1.5mm) | 70 | 60 | 20 | 1042.94
SW140 | STX6 720 (1.2mm*1.5mm) | 80 | 70 | 20 | 1170.232
SW141 | STX7 820 (1.5mm*2mm) | 100 | 80 | 20 | 1701.693
SW142 | STX8 1020 (1.5mm*2mm) | 100 | 80 | 25 | 2259.595
SW143 | STX8 1025 (1.5mm*2mm) | 400x200mm | canopy |  | 2428.6677
SW144 | TT1 04 | 400x250mm |  |  | 40.8141
SW145 | TT2 04 | 500x250mm |  |  | 46.2398
SW146 | TT2 05 | 600x250mm |  |  | 53.771
SW147 | TT1 06 | 110X150X70mm | Plastic enclosure, without mounting plate |  | 61.3022
SW148 | TB-AG-1115 | 140X190X70mm |  |  | 10.1225
SW149 | TB-AG-1419 | 190X240X90mm |  |  | 16.8439
SW150 | TB-AG-1924 | 190x240x160mm |  |  | 25.1039
SW151 | TB-AG-1924-1 | 220X300X120mm |  |  | 35.7933
SW152 | TB-AG-2230 | 300X380X120mm |  |  | 48.5882
SW153 | TB-AG-3038 | 300X380X160mm |  |  | 70.21
SW154 | TB-AG-3038-1 | 450*400*180 | C/W front door |  | 90.4551
SW155 | MEP4540/18 plexiglass door | 600*600*200 |  |  | 206.5
40/30/15
2hp - 3.5hp | for chiller | chnt cost | ALL scneider | showcase | bcu indoor board coldroom | flake ice 4-6t part winding
1 | m.contactor 06/09 for fan | 12 | #REF! | 40*30*15 s.board | #REF! | #REF!
1 | m.contactor 12 for comp | 13 | #REF! | #REF! |  | 241.4377
1 | comp overload 6-9 | 24 | #REF! | #REF! |  | #REF!
1 | fan overload 1.6-2.5 | 27 | #REF! |  | #REF!
3 | pilot lamp | 8.4034 | 8.4034 | 2.8011 | 8.4034
1 | timer minute | #REF! | #REF! | #REF! |  | #REF!
1 | on/off small | #REF! | #REF! |  | #REF! | #REF!
1 | digital DIXELL XR02 | 70 | 70 |  | 100
2 | mcb 3 pole 32amp | 139.3333 | 139.3333 | 69.6667 | #REF!
3 | mcb 1 pole 16amp | 39 | 39 | 39 | 39
1 | terminal pin 8pin 25a | #REF! | #REF! | #REF! | #REF! | #REF!
1 | 3ph phase relay | 86.2664 | 86.2664 | 86.2664 | #REF!
1 | s.board 450x400x180 | ~ | ~ | ~ | ~ | #REF!
1 | ELCB 40AMP | 138.3333 | 138.3333 | 138.3333 | 138.3333 | 366.6667
1 | wire and labour | 250 | 250 | 250 | 250 | 450
| TOTAL | #REF! | #REF! | #REF! | #REF! | #REF!
1-6hp chiller | 1ph | #REF! | #REF!
0.75mm wire | 600
1.5mm wire
2.5mm wire | 27
4mm wire | 165
4hp - 6.5hp | for chiller | chnt cost | ALL scneider | for showcase 4-6.5hp | for showcase 7.5-12hp part winding | 4hp - 6.5hp
1 | m.contactor 06/09 for fan | 24 | #REF! |  |  | 1
1 | m.contactor 18 for comp | 13 | #REF! | #REF! | 133.6994 | 1
1 | comp overload 12-18 | 27 | #REF! | #REF! | #REF! | 1
1 | fan overload 2.5-4 | 49.975 | 49.975 |  |  | 1
3 | pilot lamp | 8.4034 | 8.4034 | 2.8011 | #REF! | 1
1 | timer minute | #REF! | #REF! | #REF! | #REF! | 4
1 | on/off small | #REF! | #REF! | #REF! | #REF! | 1
1 | digital DIXELL XR02 | 70 | 70 |  |  | 1
2 | mcb 3 pole 32amp | 34 | 139.3333 | 69.6667 | #REF! | 1
3 | mcb 1 pole 16amp | #REF! | 39 | 39 | #REF! | 3
1 | terminal pin 8pin 25a | #REF! | #REF! | #REF! | #REF! | 3
1 | 3ph phase relay | 86.2664 | 86.2664 | 86.2664 | #REF! | 1
1 | s.board 450x400x180 | ~ | ~ | ~ | #REF! | 1
1 | ELCB 40AMP | 138.3333 | 138.3333 | 138.3333 | #REF! | 1
1 | wire and labour | 265 | 265 | 250 | 250 | 1
| TOTAL | #REF! | #REF! | #REF! | #REF! | 1
8-10hp frezzer
0.75mm wire | [5 empty] | 0.75mm wire
1.5mm wire | [5 empty] | 1.5mm wire
2.5mm wire | [5 empty] | 2.5mm wire
4mm wire | [5 empty] | 6mm wire
7.5HP - 14HP | PART WINDING (CHILLER) | scneider cost |  |  | scneider cost
1 | m.contactor 06/09 for blower fan | #REF! |  |  | #REF!
1 | m.contactor 06/09 for cond fan | #REF! |  |  | #REF!
2 | m.contactor 18 for comp | #REF! |  |  | #REF!
2 | comp overload 6-13 | #REF! |  |  | #REF!
2 | fan overload 2.5-4 , 5-8 blower | #REF! |  |  | #REF!
10 | pilot lamp | 28.0112 |  |  | #REF!
1 | on/off small SALZER | 18.9936 |  |  | #REF!
1 | digital DIXELL XR02 | 70 |  |  | 18.9936
4 | mcb 3 pole 40amp | 306.6667 |  |  | #REF!
7 | mcb 1 pole 16amp | 91 |  |  | #REF!
1 | terminal pin 8pin 25A | #REF! |  |  | 91
1 | 3ph phase relay | 86.2664 |  |  | #REF!
1 | s.board 600x500x200 | ~ |  |  | #REF!
1 | MCCB on/off 40amp |  |  |  | ~
3 | TIMER | #REF!
1 | ELCB 40AMP | 138.3333 |  |  | 138.3333
| wire and labour | 400 |  |  | #REF!
| TOTAL | #REF! |  |  | 420
#REF!
15HP - 23HP | PART WINDING (CHILLER) | scneider cost |  |  | scneider cost
1pcs | m.contactor 09 for blower fan | 61.6575 |  |  | 61.6575
1pcs | m.contactor 09 for cond fan | 61.6575 |  |  | 61.6575
2 | m.contactor 32 for comp | #REF! |  |  | #REF!
2 | comp overload 12-26 | #REF! |  |  | 120.7189
2 | fan overload 4-6 | #REF! |  |  | #REF!
10 | pilot lamp | 28.0112 |  |  | #REF!
1pc | on/off small SALZER | 18.9936 |  |  | #REF!
1pc | digital DIXELL XR02 | 70 |  |  | 18.9936
4 | maxguard mcb 3 pole 40amp | 306.6667 |  |  | #REF!
7 | maxguard mcb 1 pole 16amp | #REF! |  |  | #REF!
1pc | terminal pin 8pin 25A | #REF! |  |  | #REF!
1pc | 3ph phase relay | #REF! |  |  | #REF!
1pc | s.board 600x500x200 | ~ |  |  | #REF!
1pc | MCCB on/off 63amp |  |  |  | ~
3 | TIMER | #REF! |  |  | 0
1 | ELCB 63AMP | 170 |  |  | 170
1 | wire and labour | 440 |  |  | #REF!
| TOTAL | #REF! |  |  | 470
#REF!
25HP - 34HP | PART WINDING (CHILLER) | scneider cost |  |  | scneider cost
1pcs | m.contactor 09 for blower fan | 61.6575 |  |  | 61.6575
1pcs | m.contactor 09 for cond fan | 61.6575 |  |  | 61.6575
2 | m.contactor 32 for comp | #REF! |  |  | #REF!
2 | comp overload 23-32 | #REF! |  |  | 223.265
2 | fan overload 4-6 | #REF! |  |  | #REF!
10 | pilot lamp | 28.0112 |  |  | #REF!
1pc | on/off small SALZER | 18.9936 |  |  | #REF!
1pc | digital DIXELL XR02 | 70 |  |  | 18.9936
4 | scneider mcb 3 pole 40amp | 306.6667 |  |  | #REF!
7 | scneider mcb 1 pole 6amp | #REF! |  |  | #REF!
1pc | terminal pin 8pin 25A | #REF! |  |  | #REF!
1pc | 3ph phase relay | #REF! |  |  | #REF!
1pc | s.board 600x600x200 | ~ |  |  | #REF!
1 | MCCB on/off 63amp | 0 |  |  | ~
3 | TIMER | #REF! |  |  | 0
1 | ELCB 100AMP | 366.6667 |  |  | 366.6667
1 | wire and labour | 490 |  |  | #REF!
| TOTAL | #REF! |  |  | 520
#REF!
35HP - 50HP | PART WINDING (CHILLER) | scneider cost |  |  | scneider cost
1pcs | m.contactor 09 for blower fan | 61.6575 |  |  | 61.6575
1pcs | m.contactor 09 for cond fan | 61.6575 |  |  | 61.6575
2 | m.contactor 50 for comp | 282.9754 |  |  | 282.9754
2 | comp overload 37-50 | #REF! |  |  | 223.265
2 | fan overload 4-6 | #REF! |  |  | #REF!
10 | pilot lamp | 28.0112 |  |  | #REF!
1pc | on/off small SALZER | 18.9936 |  |  | #REF!
1pc | digital DIXELL XR02 | 70 |  |  | 18.9936
4 | maxguard mcb 3 pole 32amp/50amp | 310.6667 |  |  | #REF!
7 | maxguard mcb 1 pole 16amp | #REF! |  |  | #REF!
1pc | terminal pin 8pin 25A | #REF! |  |  | #REF!
1pc | 3ph phase relay | #REF! |  |  | #REF!
1pc | s.board 600x600x200 | ~ |  |  | #REF!
1 | MCCB on/off 63amp | 0 |  |  | ~
3 | TIMER | #REF! |  |  | 0
1 | ELCB 100AMP | 366.6667 |  |  | #REF!
1 | wire and labour | 530 |  |  | 366.6667
| TOTAL | #REF! |  |  | 560
#REF!
7.5HP - 14HP | AUTO TRANFORMER (CHILLER) | scneider cost |  |  | scneider cost
1 | m.contactor 06/09 for blower fan | #REF! |  |  | #REF!
1 | m.contactor 06/09 for cond fan | #REF! |  |  | #REF!
3 | m.contactor 22/25 for comp | #REF! |  |  | #REF!
2 | fan overload 2.5-4 | #REF! |  |  | #REF!
1 | comp overload 12-26 | 64.2536 |  |  | #REF!
7 | pilot lamp | #REF! |  |  | 64.2536
1pc | on/off small SALZER | 18.9936 |  |  | #REF!
1pc | digital DIXELL XR02 | 70 |  |  | 18.9936
3 | maxguard mcb 3 pole 32amp | 209 |  |  | #REF!
4 | maxguard mcb 1 pole 16amp | 52 |  |  | #REF!
1pc | terminal pin 8pin 25A | #REF! |  |  | #REF!
1 | 3ph phase relay | #REF! |  |  | #REF!
1 | s.board 600x600x200 | ~ |  |  | #REF!
1 | MCCB on/off 40amp |  |  |  | ~
3 | FUSE 32AMP | 6
3 | TIMER | #REF! |  |  | 6
1 | AUTO TRAN 11KW | 163 |  |  | #REF!
1 | ELCB 40AMP | 138.3333 |  |  | 138.3333
1 | wire and labour | 500 |  |  | 163
| TOTAL | #REF! |  |  | 530
#REF!
15HP - 23HP | AUTO TRANFORMER (CHILLER) | scneider cost |  |  | scneider cost
1 | m.contactor 09 for blower fan | 61.6575 |  |  | 61.6575
1 | m.contactor 09 for cond fan | 61.6575 |  |  | 61.6575
3 | m.contactor 32 for comp | #REF! |  |  | #REF!
2 | fan overload 4-6 | #REF! |  |  | 120.7189
1 | comp overload 30-40AMP | 141.4877 |  |  | #REF!
5 | pilot lamp | #REF! |  |  | 141.4877
1pc | on/off small SALZER | 18.9936 |  |  | #REF!
1pc | digital DIXELL XR02 | 70 |  |  | 18.9936
4 | maxguard mcb 3 pole 32amp | #REF! |  |  | #REF!
4 | maxguard mcb 1 pole 16amp | #REF! |  |  | #REF!
1pc | terminal pin 8pin 25A | #REF! |  |  | #REF!
1 | 3ph phase relay | #REF! |  |  | #REF!
1 | s.board 600x600x200 | ~ |  |  | #REF!
1 | MCCB on/off 63amp |  |  |  | ~
3 | FUSE 32AMP | 6
3 | TIMER | #REF! |  |  | 6
1 | AUTO TRAN | 190 |  |  | #REF!
1 | ELCB 63AMP | 170 |  |  | 170
1 | wire and labour | 520 |  |  | 190
| TOTAL | #REF! |  |  | 550
#REF!
25HP - 34HP | AUTO TRANFORMER (CHILLER) | scneider cost |  |  | scneider cost
1 | m.contactor 09 for blower fan | 61.6575 |  |  | 61.6575
1 | m.contactor 09 for cond fan | 61.6575 |  |  | 61.6575
3 | m.contactor 50/65 for comp | #REF! |  |  | #REF!
2 | fan overload 4-6 | #REF! |  |  | 282.9754
1 | comp overload 37-65amp | 168.7468 |  |  | #REF!
5 | pilot lamp | #REF! |  |  | 168.7468
1pc | on/off small SALZER | 18.9936 |  |  | #REF!
1pc | digital DIXELL XR02 | 70 |  |  | 18.9936
4 | maxguard mcb 3 pole 32amp | #REF! |  |  | #REF!
4 | maxguard mcb 1 pole 6amp | #REF! |  |  | #REF!
1pc | terminal pin 8pin 25A | #REF! |  |  | #REF!
1 | 3ph phase relay | #REF! |  |  | #REF!
1 | s.board 700x600x250 | ~ |  |  | #REF!
1 | MCCB on/off 63amp | 0 |  |  | ~
3 | FUSE 32AMP | 6 |  |  | 0
3 | TIMER | #REF! |  |  | 6
1 | AUTO TRAN | 310 |  |  | #REF!
1 | ELCB 100AMP | 366.6667 |  |  | 366.6667
1 | wire and labour | 550 |  |  | 310
| TOTAL | #REF! |  |  | 580
#REF!

## ALUMINIUM PLATE
DATE :28.9.26
ITEM | SIZE | DESCRIPTION | (RM) | picture
AL001 | 96" (l) X 40" (w) ALUMINIUM PLATE | 40" X 96" ALUMINIUM PLATE | 2186.4615
AL002 | 96" (l) X 20" (w) ALUMINIUM PLATE | 20" X 96" ALUMINIUM PLATE | 1247.0769
AL003 | 43" (l) X 30" (w) ALUMINIUM PLATE | 30" X 43" ALUMINIUM PLATE | 1018.4169
AL004 | 67" (l)X 30" (w) ALUMINIUM PLATE | 30" X 67" ALUMINIUM PLATE | 1366.7492
0 | SEMI CONTACT FREZZER 300KGS | 7TRAY,8PCS PLATE (30" x 43") | 22007.5373
0 | SEMI CONTACT FREZZER 400KGS | 9TRAY,10PCS PLATE (30" x 43") | 25042.1044
0 | SEMI CONTACT FREZZER 500KGS | 11TRAY,12PCS PLATE (30" x 43") | 28692.0562
0 | SEMI CONTACT FREZZER 800KGS | 11TRAY,12PCS PLATE (30" x 67") | 35032.3107
0 | SEMI CONTACT FREZZER 1500KGS | 12TRAY ,13PCS PLATE (40" x 96") 144pcs ice tray 14"*17" | 52220.9026
AL005.3 | SEMI CONTACT FREZZER 300KGS COMPLETE SET (7racks) | 1SET ZFI36 Copeland C/W CU125QC (8hp) | 43473.5175
AL005.4 | SEMI CONTACT FREZZER 400KGS COMPLETE SET (9racks) | 1SET ZFI39 Copeland C/W CU144QC (10hp) | 49056.4395
AL006 | SEMI CONTACT FREZZER 500KGS COMPLETE SET (11racks) | ZFI50 COPELAND (12hp) C/W CU160QC | 55272.641
AL007 | SEMI CONTACT FREZZER 800KGS COMPLETE SET (11racks) | 1SET ZFI68 COPELAND (18HP) CW CU200QC (20AMP) | 67800.6684
AL008 | SEMI CONTACT FREZZER 1500KGS COMPLETE SET (12racks) | C/W B6F-30.2Y C/W CU350QC (35hp) | 104611.6015
AL008.1 | SEMI BLAST FREZZER 350KGS C/W 2pcs s/s trolley 32rack | SSC-500 cabinet cw ZFI50 (12HP) | 48132.3989
AL008.2 | SEMI BLAST FREZZER 500KGS C/W 3pcs s/s trolley 48rack | SSC-800 cabinet cw zfi68 (18hp) | 58450.796
AL009 | 110102 S/STEEL RACK 15TIER (150kgs)(466L*620W*1710H)80mm | 0 | 573.8706
AL010 | 110202 S/STEEL RACK 16TIER(160kgs) (466L*620W*1710H)80mm |  | 586.0806
AL011 | HLB1035 ALUMINIUM PAN WITH HOLE 60*40*2.8cm*1mm |  | 33.9757
AL011.1 | HLB3041 S/STELL 304 PAN WITH HOLE 60*40*2.5cm*1mm | 0 | 50.9635
AL011.2 | HLB1031 ALUMINIUM PAN 60*40*2.8cm*1mm |  | 33.9757
AL012 | HLB1040 ALUMINIUM PAN 46*33*2.7CM |  | 23.3583
AL012.1 | HLB3040 S/STELL 304 PAN 60*40*2.5cm*1mm |  | 50.4327
*The aluminium plate is with 250psi internal to test leaking
PRICE VALID : Ex-factory KL

## ALL NEW COMP
DATE :28.9.26
[19 empty] | c/w contactor,solenoid valve,3ph relay protection,timer delay | c/w contactor,overload,3ph relay,timer delay w/o solenoid valve | w/o contactor acc,solenoid valve
ITEM CODE | MODEL | BRAND | HP | High side / Low side copper pipe | 1 pallet quantity | BTU/HR AT 0c/ -25c | RM | ACC OF REF | CU QC MODEL | Condensing unit (RM) | Model QC unit | C/W Condenser sets BCU,TCU | BCU COST | acc | ACC OF REF | COST C/W BCU-00 | COST BCU Cond for coldroom (RM)-2 | COST BCU Cond for showcase(RM)-1 | BCU Condensing unit coldroom (RM)-02 | BCU Condensing unit showcase(RM)-01 | BCU Condensing unit normal (RM)-00 | HTC MODEL | HTC cond (RM) | PIC
ALL001 | MT18 MANEUROP COMP 1.5HP | MANEUROP ORIGINAL NEW COMPRESSOR (R22) (15c ~ -25c) c/w service valve | 1.5 | (V01,06) | 0 | 0 | 1611.2381 | Filter drier,sight glass,hand valve,hi-lo control,QC oil sep,suction acc and etc. | CU - 22 QC | 4006.6703
ALL001.1 | MT18 MANEUROP COMP 1.5HP (1ph) |  | 1.5 | (V01,06) | 0 | 0 | 1688.2949 |  | CU - 22 QC | 4135.7026
ALL002 | MT22 MANEUROP COMP 2HP (1ph) |  | 2 | (V01,06) | 24 | 3200 btu | 1901.0108 |  | CU - 32 QC | 4352.2127 |  | 0 | 0 |  | 0 | 0 |  |  | 0 | 0 | 0 | 0 | 0
ALL003 | MT22 MANEUROP COMP 2HP |  | 2 | (V01,06) | 24 | 3200 btu | 2017.9805 |  | CU - 32 QC | 4465.4092 |  | 0 | 0 |  | 0 | 0 |  |  | 0 | 0 | 0 | 0 | 0
ALL004 | MT28 MANEUROP COMP 2HP (1ph) |  | 2.3 | (V01,06) | 24 | 5768 btu | 2332.4016 |  | CU - 36 QC | 5135.3945 |  | 0 | 0 |  | 0 | 0 |  |  | 0 | 0 | 0 | 0 | 0
ALL005 | MT28 MANEUROP COMP 2HP |  | 2.3 | (V01,06) | 24 | 5768 btu | 2519.7967 |  | CU - 36 QC | 5085.7714 |  | 0 | 0 |  | 0 | 0 |  |  | 0 | 0 | 0 | 0 | 0
ALL006 | MT32 MANEUROP COMP 2.5HP (1ph) |  | 2.5 | (V06,09) | 24 | 6143 btu | 2362.5237 |  | CU - 36 QC | 5251.6787 |  | 0 | 0 |  | 0 | 0 |  |  | 0 | 0 | 0 | 0 | 0
ALL007 | MT32 MANEUROP COMP 2.5HP |  | 2.5 | (V06,09) | 24 | 6143 btu | 2658.2952 |  | CU - 36 QC | 5224.2699 |  | 0 | 0 |  | 0 | 0 |  |  | 0 | 0 | 0 | 0 | 0
ALL009 | MT36 MANEUROP COMP 3HP |  | 3 | (V06,09) | 24 | 7780 btu | 2687.1041 |  | CU - 40 QC | 5388.4859 |  | 0 | 0 |  | 0 | 0 |  |  | 0 | 0 | 0 | 0 | 0
ALL009.1 | MT36 MANEUROP COMP 3HP (1ph) |  | 3 | (V06,09) | 24 | 7780 btu | 2201.3127 |  | CU - 40 QC | 5140.1009
ALL010 | MT40 MANEUROP COMP 3.5HP |  | 3.5 | (V06,09) | 24 | 8294 btu | ~ |  | CU - 50 QC | 5590.2672 |  | 0 | 0 |  | 0 | 0 |  |  | 0 | 0 | 0 | 0 | 0
ALL010.1 | MT44 MANEUROP COMP 4HP |  | 4 | (V04,07) | 24 | 9600 btu | 2931.2322 |  | CU - 64B QC | 6521.7146 |  | 0 | 0 |  | 0 | 0 |  |  | 0 | 0 | 0 | 0 | 0
ALL011 | MT50 MANEUROP COMP 4HP |  | 4 | (V04,07) | 12 | 9932 btu | ~ |  | CU - 64B QC | 6796.0852 |  | 0 | 0 |  | 0 | 0 |  |  | 0 | 0 | 0 | 0 | 0
ALL012 | MT64 MANEUROP COMP 5HP |  | 5 | (V04,07) | 12 | 11843 btu | ~ |  | CU - 72 QC | 7311.5616 |  | 0 | 0 |  | 0 | 0 |  |  | 0 | 0 | 0 | HTC-5 | 7383.8822
ALL013 | MT72 MANEUROP COMP 6HP |  | 6 | (V04,07) | 12 | 13200 btu | 3730.0792 |  | CU - 90 QC | 8121.6527 |  | 0 | 0 |  | 0 | 0 |  |  | 0 | 0 | 0 | 0 | 0
ALL014 | MT80 MANEUROP COMP 6.5HP |  | 6.5 | (V02,04) | 12 | 14983 btu | ~ |  | CU - 90 QC | 9357.7194 |  | 0 | 0 |  | 0 | 0 |  |  | 0 | 0 | 0 | 0 | 0
ALL015 | MT100 MANEUROP COMP 8.5HP |  | 8.5 | (V05,02) | 6 | 18293 btu | ~ |  | CU - 125 QC | 12230.8787 |  | 0 | 0 |  | 0 | 0 |  |  | 0 | 0 | 0 | 0 | 0
ALL016 | MT125 MANEUROP COMP 10HP |  | 10 | (V05,02) | 6 | 25563 btu | ~ |  | CU - 144 QC | 13703.2397 |  | 0 | 0 |  | 0 | 0 |  |  | 0 | 0 | 0 | 0 | 0
ALL018 | MT160 MANEUROP COMP 13HP |  | 13 | (V05,03) | 6 | 32970 btu | 7948.6484 |  | CU - 200 QC | 17183.439 |  | 0 | 0 |  | 0 | 0 |  |  | 0 | 0 | 0 | 0 | 0
ALL019 | MTZ-18 MANEUROP COMP 1.5HP | MANEUROP ORIGINAL NEW COMPRESSOR (R404,507,134) (15c ~ -25c) c/w service valve | 1.5 | (V01,06) | 24 | 3200btu | 2147.1581 | Filter drier,sight glass,hand valve,hi-lo control,QC oil sep,suction acc and etc. | CU - 22 QC | 4481.6084 |  | 0 | 0 | All danfoss acc filter drier,sight glass,hand valve,hi-lo control and etc. | 0 | 0 |  |  | 0 | 0 | 0 | 0 | 0
ALL019.1 | MTZ-18 MANEUROP COMP 1.5HP (1ph) |  | 1.5 | (V01,06) | 24 | 3200btu | 1697.7273 |  | CU - 22 QC | 4226.7152
ALL020 | MTZ-22 MANEUROP COMP 2HP |  | 2 | (V01,06) | 24 | 4300 btu | 2267.0869 |  | CU - 32 QC | 4663.6491 |  | 0 | 0 |  | 0 | 0 |  |  | 0 | 0 | 0 | 0 | 0
ALL021 | MTZ-28 MANEUROP COMP 2HP |  | 2.3 | (V01,06) | 24 | 5460 btu | 2600.375 |  | CU - 36 QC | 5166.3498 |  | 0 | 0 |  | 0 | 0 |  |  | 0 | 0 | 0 | 0 | 0
ALL022 | MTZ-32 MANEUROP COMP 2.5HP |  | 2.5 | (V06,09) | 24 | 5767 btu | 2707.7541 |  | CU - 36 QC | 5273.7289 |  | 0 | 0 |  | 0 | 0 |  |  | 0 | 0 | 0 | 0 | 0
ALL023 | MTZ-36 MANEUROP COMP 3HP |  | 3 | (V06,09) | 24 | 7440 btu | 2913.4599 |  | CU - 40 QC | 5614.8416 |  | 0 | 0 |  | 0 | 0 |  |  | 0 | 0 | 0 | 0 | 0
ALL024 | MTZ-40 MANEUROP COMP 3.5HP |  | 3.5 | (V06,09) | 24 | 7747 btu | 2990.3559 |  | CU - 50 QC | 5974.3138 |  | 0 | 0 |  | 0 | 0 |  |  | 0 | 0 | 0 | 0 | 0
ALL024.1 | MTZ-44 MANEUROP COMP 4HP |  | 4 | (V04,07) | 0 | 0 | 3269.5023 |  | CU - 64B QC | 6859.9847 |  | 0 | 0 |  | 0 | 0 |  |  | 0 | 0 | 0 | 0 | 0
ALL025 | MTZ-50 MANEUROP COMP 4HP |  | 4 | (V04,07) | 12 | 10000 btu | 3442.6446 |  | CU - 64 QC | 7335.3326 |  | 0 | 0 |  | 0 | 0 |  |  | 0 | 0 | 0 | 0 | 0
ALL026 | MTZ-64 MANEUROP COMP 5HP |  | 5 | (V04,07) | 12 | 12935 btu | 3604.5991 |  | CU - 72 QC | 7828.3892 |  | 0 | 0 |  | 0 | 0 |  |  | 0 | 0 | 0 | 0 | 0
ALL027 | MTZ-72 MANEUROP COMP 6HP |  | 6 | (V04,07) | 12 | 15119 btu | 3994.996 |  | CU - 90 QC | 8673.4987 |  | 0 | 0 |  | 0 | 0 |  |  | 0 | 0 | 0 | 0 | 0
ALL028 | MTZ-80 MANEUROP COMP 6.5HP |  | 6.5 | (V02,04) | 12 | 17269 btu | 4760.9503 |  | CU - 90 QC | 9439.453 |  | 0 | 0 |  | 0 | 0 |  |  | 0 | 0 | 0 | 0 | 0
ALL029 | MTZ-100 MANEUROP COMP 8.5HP |  | 8.5 | (V05,02) | 6 | 19317 btu | 6600.1976 |  | CU - 125 QC | 12949.3688 |  | 0 | 0 |  | 0 | 0 |  |  | 0 | 0 | 0 | 0 | 0
ALL030 | MTZ-125 MANEUROP COMP 10HP |  | 10 | (V05,02) | 6 | 26553 btu | 7445.5479 |  | CU - 144 QC | 14487.2899 |  | 0 | 0 |  | 0 | 0 |  |  | 0 | 0 | 0 | 0 | 0
ALL031 | MTZ-160 MANEUROP COMP 13HP |  | 13 | (V05,03) | 6 | 34983 btu | 8257.7486 |  | CU - 200 QC | 17492.5392 |  | 0 | 0 |  | 0 | 0 |  |  | 0 | 0 | 0 | 0 | 0
ALL078 | KCJ511HAE (1ph)(1HP MT) R22 | Copeland R22 med temp | 1 | 3/8 , 1/2 | 0.055 * 4ft, 5ft | WJ5510/CAJ4510T | 1039.7688 | Filter drier,sight glass,hand valve,hi-lo control,QC oil sep,suction acc and etc. | CU - 15 QC | 3189.2834 |  | WCU-1HP | 402.1739 |  | 912.4527 | 1926.4646 | 1990.4763 | 1926.4646 | 3062.2712 | 2963.7917 | 2963.7917 | 0 | 0
ALL079 | KCJ513HAE (1ph)(1.5HP MT) R22 |  | 1.5 | 3/8 , 1/2 | 0.055 * 4ft ,5ft | WJ5515/CAJ4517T | 1135.0002 |  | CU - 22 QC | 3454.1278 |  | WCU-1.5HP | 524.8447 |  | 912.4527 | 2111.0359 | 2175.0475 | 2111.0359 | 3346.227 | 3247.7475 | 3247.7475 | 0 | 0
ALL080 | CR22K6M-PF1 (1ph)(2HP MT) R22 |  | 2 | 3/8 , 1/2 | CW relay box | MT22/FH4524 | 1168.724 |  | CU - 32 QC | 3565.2861 |  | WCU-2HP | 728.2609 |  | 922.4125 | 2336.3724 | 2410.3439 | 2346.3322 | 3708.2214 | 3609.7419 | 3594.4191 | 0 | 0
ALL081 | CR22K6M-TFM (3ph)(2HP MT) R22 |  | 2 | 3/8 , 1/2 | 0 | MT22/TFH4524 | 1350.7529 |  | CU - 32 QC | 3747.3151 |  | WCU-2HP | 728.2609 |  | 922.4125 | 2454.6913 | 2726.8743 | 2662.8626 | 4195.1912 | 4096.7117 | 3776.4481 | 0 | 0
ALL082 | CR30K6M-TFM (3ph)(2.5HP MT) R22 |  | 2.5 | 3/8 , 5/8 | 0 | MT28/TFH4531 | 1413.6186 |  | CU - 36 QC | 3979.5934 |  | WCU-3HP | 979.0373 |  | 922.4125 | 2746.3304 | 3018.5134 | 2954.5017 | 4643.8667 | 4545.3872 | 4225.1236 | 0 | 0
ALL083 | CR30K6M-PFM (1ph)(2.5HP MT) R22 |  | 2.5 | 3/8 , 5/8 | CW relay box | MT28/FH4531 | 1278.1596 |  | CU - 36 QC | 3844.1344 |  | WCU-3HP | 979.0373 |  | 922.4125 | 2658.282 | 2732.2535 | 2668.2418 | 4203.4669 | 4104.9874 | 4089.6646 | 0 | 0
ALL084 | CR36K6M-PFZ (1ph)(3HP MT) R22 |  | 3 | 3/8 , 5/8 | CW relay box | MT36 | 1427.3629 |  | CU - 40 QC | 4128.7447 |  | WCU-4HP | 1216.6149 |  | 922.4125 | 2992.8418 | 3066.8133 | 3002.8016 | 4718.1742 | 4619.6947 | 4604.3719 | 0 | 0
ALL085 | CR37K6M-TFD (3ph)(3HP MT) R22 |  | 3 | 3/8 , 5/8 | 0 | MT36 | 1492.1073 |  | CU - 40 QC | 4193.4891 |  | WCU-4HP | 1216.6149 |  | 922.4125 | 3034.9256 | 3307.1087 | 3243.097 | 5087.8595 | 4989.38 | 4669.1164 | 0 | 0
ALL086 | CR42K6M-TFM (3ph) (3.5HP MT) R22 |  | 3.5 | 1/2 , 5/8 | 0 | MT40/TFH4540 | 1488.9943 |  | CU - 50 QC | 4404.2295 |  | WCU-4HP | 1216.6149 |  | 922.4125 | 2988.2323 | 3325.3533 | 3261.3416 | 5115.9281 | 5017.4486 | 4597.2805 | 0 | 0
ALL087 | CR47KQM-TFD (3ph)(4HP MT) R22 |  | 4 | 1/2 , 3/4 | 0 | MT50/TAG4546 | 1662.8148 |  | CU - 64B QC | 5176.5519 |  | LCU-05 | 2083.7948 |  | 1085.3038 | 4126.0723 | 4463.1932 | 4399.1815 | 6866.4511 | 6767.9716 | 6347.8035 | 0 | 0
ALL088 | CR62KQM-TFD (3ph)(5HP MT) R22 |  | 5 | 1/2 , 7/8 | 0 | MT64/TAG4561 | 1892.6986 |  | CU - 72 QC | 6171.9441 |  | LCU-06 | 2226.97 |  | 1237.1873 | 4620.4399 | 4957.5608 | 4893.5491 | 7627.0166 | 7528.5371 | 7108.369 | 0 | 0
ALL089 | CR72KQM-TFM (3ph)(6HP MT) R22 |  | 6 | 1/2 , 7/8 | 0 | MT72/TAG4573 | 2294.4112 |  | CU - 90 QC | 6972.9139 |  | LCU-08 | 2708.3365 |  | 1278.5355 | 5404.2677 | 5741.3886 | 5677.3769 | 8832.9056 | 8734.426 | 8314.258 | 0 | 0
ALL090 | KCJ461CAL (1ph)(1HP MT) R507 | Copeland R404,R507,R22 MED TEMP | 1 | 3/8 , 1/2 | 0 | WJ5510/CAJ4510Z | 1127.0706 | Filter drier,sight glass,hand valve,hi-lo control,QC oil sep,suction acc and etc. | CU - 15 QC | 3276.5852 |  | WCU-1.5HP | 524.8447 | All danfoss acc filter drier,sight glass,hand valve,hi-lo control and etc. | 912.4527 | 2095.9218 | 2433.0427 | 2369.031 | 3743.1426 | 3644.6631 | 3224.4951 | 0 | 0
ALL091 | KCJ484CAL (1ph)(1.5HP MT) R507 |  | 1.5 | 3/8 , 1/2 | 0 | WJ5515/CAJ4517Z | 1238.2375 |  | CU - 22 QC | 3557.3651 |  | WCU-2HP | 728.2609 |  | 912.4527 | 2371.5964 | 2708.7173 | 2644.7057 | 4167.2574 | 4068.7779 | 3648.6099 | 0 | 0
ALL097 | KCM519CAL (3ph) COPELAND COMP (3HP MT) |  | 3 | 3/8 , 7/8 | 0 | MTZ36 | 1486.8 |  | CU - 40 QC | 4188.1818 |  | WCU-3HP | 979.0373 |  | 922.4125 | 2793.8982 | 3131.0191 | 3067.0075 | 4816.9525 | 4718.473 | 4298.305 | 0 | 0
ALL098 | KCM522CAL (3ph) COPELAND COMP (3.5HP MT) |  | 3.5 | 3/8 , 7/8 | 0 | MTZ40/TFH4540Z | 1634.7175 |  | CU - 50 QC | 4618.6755 |  | WCU-4HP | 1216.6149 |  | 922.4125 | 3127.6223 | 3464.7432 | 3400.7315 | 5330.3741 | 5231.8946 | 4811.7266 | 0 | 0
ALL098.01 | CS11K6ME-PFZ-135 (1ph)(2HP) R507 | R404,R507 MED TEMP COMP c/w service valve | 2 | (V01,09) | 0 | MTZ22/FH4524Z | 1452.9426 | Filter drier,sight glass,hand valve,hi-lo control,QC oil sep,suction acc and etc. | CU - 32 QC | 3849.5047 |  | WCU-2HP | 728.2609 | All danfoss acc filter drier,sight glass,hand valve,hi-lo control and etc. | 922.4125 | 2596.0122 | 2595.086 | 2531.0743 | 3992.44 | 3893.9605 | 3993.8649 | 0 | 0
ALL098.02 | CS11K6ME-TFD-132 (3ph)(2HP) R507 |  | 2 | (V01,09) | 0 | MTZ22/TFH4524Z | 1452.9426 |  | CU - 32 QC | 3849.5047 |  | WCU-2HP | 728.2609 |  | 922.4125 | 2596.0122 | 2793.2975 | 2729.2858 | 4297.3808 | 4198.9013 | 3993.8649 | 0 | 0
ALL098.03 | CS13K6ME-PFZ-135 (1ph)(2.5HP) R507 |  | 2.5 | (V06,09) | 0 | MTZ32/FH4531Z | 1524.5541 |  | CU - 36 QC | 4090.5289 |  | WCU-2HP | 728.2609 |  | 922.4125 | 2642.5597 | 2641.6335 | 2577.6218 | 4064.0516 | 3965.5721 | 4065.4765 | 0 | 0
ALL098.04 | CS13K6ME-TFM-132 (3ph)(2.5HP) R507 |  | 2.5 | (V06,09) | 0 | MTZ32/TFH4531Z | 1520.8166 |  | CU - 36 QC | 4086.7913 |  | WCU-2HP | 728.2609 |  | 922.4125 | 2640.1303 | 2837.4156 | 2773.4039 | 4365.2548 | 4266.7753 | 4061.7389 | 0 | 0
ALL098.05 | CS17K6ME-PFZ-135 (1ph)(3HP) R507 |  | 3 | (V06,09) | 0 | MTZ36 | 1711.432 |  | CU - 40 QC | 4412.8137 |  | WCU-3HP | 979.0373 |  | 922.4125 | 3014.8067 | 3013.8805 | 2949.8688 | 4636.7393 | 4538.2597 | 4638.1642 | 0 | 0
ALL098.06 | CS17K6ME-TFM-132 (3ph)(3HP) R507 |  | 3 | (V06,09) | 0 | MTZ36 | 1530.7585 |  | CU - 40 QC | 4232.1402 |  | WCU-3HP | 979.0373 |  | 922.4125 | 2897.3689 | 3094.6543 | 3030.6426 | 4761.0066 | 4662.527 | 4457.4907 | 0 | 0
ALL098.061 | CS20K6ME-PFZ-137 (1ph)(3.5HP) R507 |  | 3.5 | (V06,09) | 0 | MTZ40/FH4540Z | 2139.9054 |  | CU - 50 QC | 5123.8634 |  | WCU-4HP | 1216.6149 |  | 922.4125 | 3530.8921 | 3728.1774 | 3664.1657 | 5735.6576 | 5637.1781 | 5432.1417 | 0 | 0
ALL098.07 | CS20K6ME-TFD-132 (3ph)(3.5HP) R507 |  | 3.5 | (V06,09) | 0 | MTZ40/TFH4540Z | 1823.9002 |  | CU - 50 QC | 4807.8582 |  | WCU-4HP | 1216.6149 |  | 922.4125 | 3325.4887 | 3587.7119 | 3523.7002 | 5519.5568 | 5421.0773 | 5116.1364 | 0 | 0
ALL098.08 | CS24KQME-TFD-233 (3ph)(3.7HP) R507 |  | 3.7 | (V06,05) | 0 | MTZ44/TAG4546Z | 2105.2525 |  | CU - 64 QC | 5997.9405 |  | WCU-4HP | 1216.6149 |  | 1085.3038 | 3671.259 | 3933.4822 | 3869.4705 | 6051.5111 | 5953.0316 | 5648.0908 | 0 | 0
ALL098.081 | CS27KQME-TFD-233 (3ph)(4HP) R507 |  | 4 | (V06,05) | 0 | MTZ50,TAG2516Z | 2193.982 |  | CU - 64 QC | 6086.6701 |  | LCU-05 | 2083.7948 |  | 1085.3038 | 4596.1132 | 4858.3364 | 4794.3247 | 7474.3636 | 7375.8841 | 7070.9433 | 0 | 0
ALL098.09 | CS33KQME-TFD-233 (3ph)(5HP) R507 |  | 5 | (V06,05) | 0 | MTZ64/TAG4561Z | 2284.4309 |  | CU - 72 QC | 6563.6764 |  | LCU-06 | 2226.97 |  | 1237.1873 | 4949.9636 | 5212.1868 | 5148.1751 | 8018.7489 | 7920.2694 | 7615.3286 | 0 | 0
ALL098.10 | CF05K6ME-PFZ-135 (1ph)(2HP LT)R507 | R404,R507 LOW TEMP COMP c/w service valve | 2 | (V06,09) | 0 | FH2480Z 8000BTU | 1840.8873 | Filter drier,sight glass,hand valve,hi-lo control,QC oil sep,suction acc and etc. | CU - 36 QC | 4406.8621 |  | WCU-3HP | 979.0373 | All danfoss acc filter drier,sight glass,hand valve,hi-lo control,Airmender oil sep,suction acc and etc. | 922.4125 | 3098.9527 | 3361.1759 | 3297.1642 | 5171.0399 | 5072.5603 | 4767.6195 | 0 | 0
ALL098.11 | CF05K6ME-TFM-132 (3ph)(2HP LT)R507 |  | 2 | (V06,09) | 0 | TFH2480Z 8000BTU | 1688.5394 |  | CU - 36 QC | 4254.5142 |  | WCU-3HP | 979.0373 |  | 922.4125 | 2999.9266 | 3262.1498 | 3198.1381 | 5018.692 | 4920.2124 | 4615.2716 | 0 | 0
ALL098.13 | CF10K6ME-TFM-132 (3ph)(2.8HP LT) R507 |  | 2.8 (5AMP) | (V06,09) | 0 | TFH2511Z | 1787.0962 |  | CU - 40 QC | 4488.478 |  | WCU-3HP | 979.0373 |  | 922.4125 | 3063.9885 | 3326.2117 | 3262.2 | 5117.2488 | 5018.7693 | 4713.8285 | 0 | 0
ALL098.14 | CF12K7ME-TFD-132 (3ph)(3.5HP LT) R507 |  | 3.5 | (V06,09) | 0 | TFH2513Z | 2067.9696 |  | CU - 50 QC | 4797.4083 |  | WCU-4HP | 1216.6149 |  | 922.4125 | 3318.6962 | 3580.9195 | 3516.9078 | 5509.1069 | 5410.6273 | 5105.6865 | 0 | 0
ALL098.15 | KCM475LAL-C3 (1ph)(2HP LT) R507 |  | 2 | 3/8 , 5/8 | 0 | FH2480Z 8000BTU | 1677.2128 |  | CU - 36 QC | 4191.581 |  | WCU-3HP | 979.0373 |  | 922.4125 | 2959.02 | 3221.2432 | 3157.2315 | 4955.7588 | 4857.2793 | 4552.3385 | 0 | 0
ALL098.16 | KCM475LAL-E5 (3ph)(2HP LT) R507 |  | 2 | 3/8 , 5/8 | 0 | TFH2480Z 8000BTU | 1497.2007 |  | CU - 36 QC | 3994.0739 |  | WCU-3HP | 979.0373 |  | 922.4125 | 2830.6404 | 3092.8636 | 3028.8519 | 4758.2517 | 4659.7721 | 4354.8313 | 0 | 0
ALL099 | KCM512LAL (3ph)(3HP LT) R507 |  | 3 | 3/8 , 3/4 | 0 | TFH2511Z | 1610.2469 |  | CU - 50 QC | 4420.7937 |  | WCU-3HP | 979.0373 |  | 922.4125 | 2836.3191 | 3098.5423 | 3034.5306 | 4766.9882 | 4668.5087 | 4363.5679 | 0 | 0
ALL099.01 | KCM515LAL (3ph)(3.5HP LT) R507 |  | 3.5 | 3/8 , 3/4 | 0 | TFH2513Z | 1758.8339 |  | CU - 64B QC | 4828.1244 |  | WCU-4HP | 1216.6149 |  | 922.4125 | 3107.3122 | 3369.5354 | 3305.5237 | 5183.9007 | 5085.4211 | 4780.4803 | 0 | 0
ALL099.02 | KCM517LAL (3ph)(4HP LT) R507 |  | 4 | V06,V04(1/2,3/4) | 0 | TAG2516Z | 2016.0853 |  | CU - 64 QC | 5629.6231 |  | LCU-05 | 2083.7948 |  | 1085.3038 | 4299.0326 | 4561.2558 | 4497.2441 | 7017.3166 | 6918.8371 | 6613.8963 | HTC-4 | 5735.3886
ALL099.03 | KCM520LAL (3ph)(5HP LT) R507 |  | 5 | V06,V04(1/2,3/4) | 0 | TAG2522Z | 2177.6665 |  | CU - 72 QC | 6054.8812 |  | LCU-06 | 2226.97 |  | 1237.1873 | 4619.2467 | 4881.4699 | 4817.4582 | 7509.9537 | 7411.4742 | 7106.5334 | HTC-5 | 6127.2019
ALL100 | SM124A4ALB DANFOSS SCROLL COMP 10HP | Danfoss Scroll Compressor 3ph 380V 50HZ-460V 60HZ (20c ~ -25c) R22,R404,R507 | 10 | 7/8, 1 3/8 | 8 | 0 | 4202.2028 | Filter drier,sight glass,hand valve,hi-lo control,QC oil sep,suction acc and etc. | CU - 144 QC | 11711.933 |  | TCU - 150B | 4016.678 | All danfoss acc filter drier,sight glass,hand valve,hi-lo control and etc. | 1631.7604 | 8380.7963 | 8643.0195 | 8579.0079 | 13296.9531 | 13198.4736 | 12893.5328 | 0 | 0
ALL101 | SM147A4ALB DANFOSS SCROLL COMP 12HP |  | 12 | 7/8, 1 3/8 | 8 | 0 | 4404.3706 |  | CU - 160 QC | 12598.2685 |  | TCU - 120 | 4103.5136 |  | 1631.7604 | 8599.0411 | 8861.2643 | 8797.2526 | 13632.7143 | 13534.2348 | 13229.294 | 0 | 0 |  | #REF! | #REF!
ALL102 | SM161T4VC DANFOSS SCROLL COMP 13HP |  | 13 | 7/8, 1 3/8 | 6 | 0 | 5711.2413 |  | CU - 160 QC | 13945.3095 |  | TCU - 150 | 4549.1658 |  | 1657.8711 | 9920.27 | 10182.4932 | 10118.4815 | 15665.3741 | 15566.8946 | 15261.9538 | 0 | 0 |  | #REF! | #REF!
ALL103 | SM185S4CC DANFOSS SCROLL COMP 15HP |  | 15 | 1 1/8, 1 5/8 | 6 | 0 | 6570.4545 |  | CU - 200 QC | 16569.4427 |  | TCU - 150 | 4549.1658 |  | 1857.8711 | 10678.7586 | 10940.9818 | 10876.9701 | 16832.2797 | 16733.8002 | 16428.8594 | HTC-20 | 14892.4726 |  | #REF! | #REF!
ALL104 | SY240A4CBE DANFOSS SCROLL COMP 20HP |  | 20 | 1 1/8, 1 5/8 | 4 | 0 | 11621.2121 |  | CU - 250 QC | 24798.2079 |  | TCU - 220 | 6329.2504 |  | 2063.0409 | 15714.5811 | 15976.8044 | 15912.7927 | 24579.699 | 24481.2195 | 24176.2787 | HTC-25 | 20903.2024 |  | #REF! | #REF!
ALL105 | SY300A4CBE DANFOSS SCROLL COMP 25HP |  | 25 | 1 1/8, 1 5/8 | 4 | 0 | 11808.651 |  | CU - 300 QC | 26704.227 |  | TCUV - 250 | 10090.5516 |  | 2448.4533 | 19861.2948 | 20123.518 | 20059.5063 | 30959.2584 | 30860.7789 | 30555.8381 | HTC-30 | 22550.7534 |  | #REF! | #REF!
ALL108 | SZ120S4CC DANFOSS SCROLL COMP 10HP |  | 10 | 0 | 0 | 0 | 5386.3287 |  | CU - 144 QC | 12896.0589 |  | 0 | 0 |  | 0 | 0 |  | 0 | 0 | 0 | 0 | 0 | 0
ALL111 | SZ161T4VC DANFOSS SCROLL COMP 13HP |  | 13 | 0 | 0 | 0 | 6714.8601 |  | CU - 160 QC | 14948.9284 |  | 0 | 0 |  | 0 | 0 |  | 0 | 0 | 0 | 0 | 0 | 0
ALL112 | SZ185S4CC DANFOSS SCROLL COMP 15HP |  | 15 | 0 | 1 | 0 | 6823.1643 |  | CU - 200 QC | 16822.1525 |  | 0 | 0 |  | 0 | 0 |  | 0 | 0 | 0 | 0 | 0 | 0
ALL120 | CH290A4ABA DANFOSS SCROLL COMP 25HP |  | 25 | 2UNIT | 0 | YORK | 11075.9091 |  | CU - 350 QC | 22746.4865 |  | 0 | 0 |  | 0 | 0 |  | 0 | 0 | 0 | 0 | 0 | 0
ALL121.2 | MLZ021T4LP9A DANFOSS SCROLL COMP 3HP | Danfoss Scroll Compressor 3ph 380V 50HZ-460V 60HZ (20c ~ -25c) R404,R507 | 3 | 0 | 0 | 0 | 1638.3537 | Filter drier,sight glass,hand valve,hi-lo control,QC oil sep,suction acc and etc. | CU - 40 QC | 4561.7341 |  | BCU - 50 | 1071.4286 | All danfoss acc filter drier,sight glass,hand valve,hi-lo control,emerson oil separator,suction acc and etc. | 948.489 | 3085.7736 |  | 3283.9852 | 5150.7644 | 5052.2849 | 4747.3441 | 0 | 0
ALL121.3 | MLZ030T4LC9A DANFOSS SCROLL COMP 4HP |  | 4 | 0 | 0 | 0 | 2058.935 |  | CU - 64 QC | 5923.0196 |  | BCU - 55 | 1172.3602 |  | 1075.692 | 3587.2861 |  | 3785.4977 | 5922.3221 | 5823.8426 | 5518.9018 | 0 | 0
ALL121.4 | MLZ038T4LC9A DANFOSS SCROLL COMP 5HP |  | 5 | 0 | 0 | 0 | 2195.3572 |  | CU - 72 QC | 6173.7544 |  | BCU - 64 | 1505.4348 |  | 1204.2913 | 3983.9594 |  | 4182.1709 | 6532.5887 | 6434.1091 | 6129.1683 | 0 | 0
ALL121.5 | MLZ045T4LC9A DANFOSS SCROLL COMP 6HP |  | 6 | 0 | 0 | 0 | 2445.2199 |  | CU - 90 QC | 6995.6848 |  | BCU - 72 | 1771.7391 |  | 1204.2913 | 4566.3496 |  | 4764.5611 | 7428.5735 | 7330.094 | 7025.1532 | 0 | 0
ALL121.6 | MLZ048T4LC9A DANFOSS SCROLL COMP 7HP |  | 7 | 0 | 0 | 0 | 3302.7726 |  | CU - 100 QC | 8131.5461 |  | BCU - 100 | 1872.6708 |  | 1204.2913 | 5224.6904 |  | 5422.902 | 8441.4056 | 8342.9261 | 8037.9853 | 0 | 0
ALL121.7 | MLZ058T4LC9A DANFOSS SCROLL COMP 8HP |  | 8 | 0 | 0 | 0 | 3951.7313 |  | CU - 125 QC | 10610.5351 |  | BCU - 110 | 2413.0435 |  | 2256.106 | 7238.701 |  | 7436.9125 | 11539.8834 | 11441.4039 | 11136.4631 | 0 | 0
ALL121.8 | MLZ066T4LC9A DANFOSS SCROLL COMP 9HP |  | 9 | 0 | 0 | 0 | 4052.1654 |  | CU - 144 QC | 11561.8956 |  | BCU - 120 | 2795.0311 |  | 2359.0372 | 7788.9019 |  | 7987.1134 | 12386.3464 | 12287.8668 | 11982.926 | 0 | 0
ALL121.9 | MLZ076T4LC9A DANFOSS SCROLL COMP 10HP |  | 10 | 0 | 0 | 0 | 4498.9623 |  | CU - 144 QC | 11662.6185 |  | BCU - 120 | 2795.0311 |  | 2359.0372 | 7854.3718 |  | 8052.5833 | 12487.0693 | 12388.5897 | 12083.6489 | 0 | 0
ALL121.10 | MLZ090T4LC9 DANFOSS SCROLL COMP 13HP |  | 13 | 0 | 0 | 0 | 4869.2599 |  | CU - 160 QC | 12429.123 | 0 | LCU-15 | 3959.7133 |  | 1993.9977 | 8681.4227 | 8943.6459 | 8879.6342 | 13759.4553 | 13660.9757 | 13356.0349 | 0 | 0
ALL123 | ZB15KQE-TFD-559 2HP | ZB SERIES can be use for R134A,R404,R507 (15c ~ -25c) 380V-440V 50Hz 3ph c/w service valve | 2 | V06,V04(1/2,3/4) | 16 | 1.0212 | 1855.7808 | Filter drier,sight glass,hand valve,hi-lo control,COPELAND oil sep,suction acc.include oil lever protect ZB58 and above. | CU - 32 QC | 4459.7156 | QC15M1-TFA-XX | BCU - 36 | 854.0373 | All danfoss acc filter drier,sight glass,hand valve,hi-lo control,emerson oil separator,suction acc and etc. | 948.489 | 3009.71 | 3271.9332 | 3207.9215 | 5033.7434 | 4935.2639 | 4630.3231 | 2.5hp | 4097.6342 |  | #REF! | #REF!
ALL124 | ZB19KQE-TFD-559 2.5HP |  | 2.5 | V06,V04(1/2,3/4) | 16 | 1.014 | 1878.1637 |  | CU - 36 QC | 4651.5111 | QC19M1-TFA-XX | BCU - 40 | 993.0124 |  | 948.489 | 3163.234 | 3425.4572 | 3361.4456 | 5269.9342 | 5171.4547 | 4866.5139 | 0 | 0
ALL125 | ZB21KQE-TFD-559 3HP |  | 3 | V06,V04(1/2,3/4) | 16 | 1.0117 | 1922.2074 |  | CU - 40 QC | 4830.9618 | QC21M1-TFA-XX | BCU - 50 | 1071.4286 |  | 948.489 | 3270.2786 | 3532.5018 | 3468.4901 | 5434.6182 | 5336.1386 | 5031.1978 | HTC-3 | 5757.9857
ALL127 | ZB29KQE-TFD-559 4HP |  | 4 | V06,V05(1/2,7/8) | 16 | 1.0115 | 2306.2073 |  | CU - 64 QC | 6362.0801 | QC29M1-TFA-XX | BCU - 55 | 1172.3602 |  | 1075.692 | 3748.0132 | 4010.2364 | 3946.2247 | 6169.5944 | 6071.1149 | 5766.1741 | 0 | 0 |  | #REF! | #REF!
ALL128 | ZB38KQE-TFD-559 5HP |  | 5 | V06,V05(1/2,7/8) | 16 | 1.0548 | 2420.4321 |  | CU - 72 QC | 6827.0406 | QC38M1-TFA-XX | BCU - 64 | 1505.4348 |  | 1204.2913 | 4283.9331 | 4546.1563 | 4482.1447 | 6994.0867 | 6895.6072 | 6590.6664 | 0 | 0 |  | #REF! | #REF!
ALL129 | ZB45KQE-TFD-559 6HP |  | 6 | V06,V05(1/2,7/8) | 16 | 1.0276 | 2727.0774 |  | CU - 90 QC | 7517.5584 | QC45M1-TFA-XX | BCU - 72 | 1771.7391 |  | 1204.2913 | 4749.5569 | 5011.7801 | 4947.7684 | 7710.431 | 7611.9514 | 7307.0106 | 0 | 0 |  | #REF! | #REF!
ALL130 | ZB48KQE-TFD-559 7HP |  | 7 | V08,V05(5/8,7/8) | 16 | 0.96579 | 3364.2713 |  | CU - 100 QC | 8433.0609 | QC48M1-TFA-XX | BCU - 100 | 1872.6708 |  | 1204.2913 | 5264.6646 | 5526.8878 | 5462.8761 | 8502.9044 | 8404.4248 | 8099.484 | 0 | 0
ALL131 | ZB58KQE-TFD-551 8HP |  | 8 | V05,V02 (7/8,11/8) | 12 | 1.0396 | 4290.0691 |  | CU - 125 QC | 11550.6426 | QC58M1-TFA-XX | BCU - 110 | 2413.0435 |  | 2256.106 | 7458.6206 | 7720.8438 | 7656.8321 | 11878.2212 | 11779.7417 | 11474.8009 | 0 | 0 |  | #REF! | #REF!
ALL132 | ZB66KQE-TFD-551 9HP |  | 9 | V05,V03 (7/8,13/8) | 12 | 1.041 | 4519.5661 |  | CU - 144 QC | 12631.066 | QC66M1-TFA-XX | BCU - 120 | 2795.0311 |  | 2359.0372 | 8092.7124 | 8354.9356 | 8290.9239 | 12853.7471 | 12755.2676 | 12450.3268 | 0 | 0 |  | #REF! | #REF!
ALL133 | ZB76KQE-TFD-551 10HP |  | 10 | V05,V03 (7/8,13/8) | 12 | 1.041 | 4961.4472 |  | CU - 144 QC | 13072.9471 | QC76M1-TFA-XX | LCU-12 | 3670.117 |  | 2359.0372 | 9255.0211 | 9517.2443 | 9453.2326 | 14641.9143 | 14543.4348 | 14238.494 | HTC-12 | 12308.1925
ALL133.01 | ZB88KQE-TFD-551 12HP |  | 12 | V05,V03 (7/8,13/8) | 12 | 0 | 5345.0684 |  | CU - 160 QC | 13400.6496 | QC88M1-TFA-XX | LCU-15 | 3959.7133 |  | 2359.0372 | 9312.915 | 9575.1382 | 9511.1265 | 14730.9818 | 14632.5023 | 14327.5615 | 0 | 0 |  | #REF! | #REF!
ALL134 | ZB95KQE-TFD-551 13HP |  | 13 | V05,V03 (7/8,13/8) | 12 | 1.0247 | 6286.513 |  | CU - 160 QC | 15122.3509 | QC95M1-TFA-XX | LCU-15 | 4526 |  | 2385.1479 | 10998.3076 | 11260.5308 | 11196.5191 | 17323.8935 | 17225.414 | 16920.4732 | 0 | 0 |  | #REF! | #REF!
ALL135 | ZB114KQE-TFD-551 15HP |  | 15 | V05,V03 (7/8,13/8) | 6 | 1.0497 | 6873.0163 |  | CU - 200 QC | 17473.7741 | QC114M1-TFA-XX | LCU-20 | 4638.3952 |  | 2585.1479 | 11691.9299 | 11954.1531 | 11890.1414 | 18391.0048 | 18292.5253 | 17987.5845 | 0 | 0
ALL135.01 | ZB130KQE-TED-551 20HP |  | 20 | V02,V38 (1 1/8,15/8) | 6 | 1.0199 | 7748.4948 |  | CU - 250 QC | 21876.9058 | QC130M1-TFA-XX | TCUV - 250 | 10090.5516 |  | 2892.9212 | 18020.9207 | 18283.1439 | 18219.1322 | 28127.9137 | 28029.4341 | 27724.4933 | 0 | 0
ALL135.03 | ZB190KQE-TWD-523 25HP |  | 25 | V03,V38 (1 3/8,1 5/8) | 6 | 1.1557 | 10853.2381 |  | CU - 300 QC | 26918.2199 | QC190M1-TFA-XX | TCUV - 300 | 9523.7815 |  | 3362.57 | 19941.8824 | 20204.1056 | 20140.0939 | 31083.2394 | 30984.7598 | 30679.819 | 0 | 0
ALL135.04 | ZB220KQE-TWD-523 30HP |  | 30 | V03,V38 (1 3/8,1 5/8) | 6 | 1.1263 | 12781.0528 |  | CU - 350 QC | 30902.8442 | QC220M1-TFA-XX | TCUV - 350 | 11275.0755 |  | 3669.9932 | 23253.6791 | 23515.9023 | 23451.8906 | 36178.3112 | 36079.8317 | 35774.8909 | 0 | 0
ALL135.06 | ZFI23KQE-TFD-552 COPELAND COMP 5HP | ZFI Low temp SERIES can be use for R404,R507 (7c ~ -40c) 380V-440V 50Hz 3ph c/w core sense, & service valve | 5 | V06,V05(1/2,7/8) | 0 | 23000btu (4DES5Y) | 3684.9818 | Filter drier,sight glass,hand valve,hi-lo control,COPELAND oil sep,suction acc.include oil lever protect Zfi all model. | CU - 72 QC | 8645.2403 | QC23L1-TFA-XX | LCU-06 | 2226.97 | All danfoss acc filter drier,sight glass,hand valve,hi-lo control,emerson oil separator,suction acc and etc. | 1599.4763 | 6148.911 | 6411.1342 | 6347.1225 | 9863.2834 | 9764.8039 | 9459.8631 | 0 | 0
ALL135.07 | ZFI26KQE-TFD-552 COPELAND COMP 6HP |  | 6 | V06,V05(1/2,7/8) | 0 | 28000btu (4CES6Y) | 3741.5979 |  | CU - 90 QC | 9083.987 | QC26L1-TFA-XX | LCU-06 | 2226.97 |  | 1630.8245 | 6215.9274 | 6478.1506 | 6414.1389 | 9966.3855 | 9867.906 | 9562.9652 | 0 | 0
ALL135.071 | ZFI30KNE-TFD-657 COPELAND COMP 7HP (WELDING) |  | 7 | V05,V04 (7/8,3/4) | 0 | 31000btu (4VES7Y) | 4164.3709 |  | CU - 100 QC | 9772.0602 | QC30L1-TFA-XX | LCU-08 | 2708.3365 |  | 2256.106 | 7588.9223 | 7851.1455 | 7787.1338 | 12078.6854 | 11980.2059 | 11675.2651 | 0 | 0
ALL135.08 | ZFI36KQE-TFD-552 COPELAND COMP 8HP |  | 8 | V05,V04 (7/8,3/4) | 0 | 36000btu (4TES9Y) | 4767.1073 |  | CU - 125 QC | 12118.0299 | QC36L1-TFA-XX | LCU-08 | 2708.3365 |  | 2256.106 | 7968.6463 | 8230.8695 | 8166.8578 | 12662.8761 | 12564.3966 | 12259.4558 | 0 | 0
ALL135.09 | ZFI39KQE-TFD-552 COPELAND COMP 10HP |  | 10 | V05,V04 (7/8,3/4) | 0 | 42000btu (4PES12Y) | 5354.895 |  | CU - 144 QC | 13757.4547 | QC39L1-TFA-XX | LCU-10 | 3097.3864 |  | 2359.0372 | 8830.9337 | 9093.1569 | 9029.1452 | 13989.4721 | 13890.9926 | 13586.0518 | HTC-10 | 12267.8671
ALL135.10 | ZFI50KQE-TFD-564 COPELAND COMP 12HP |  | 12 | V05,V03 (7/8,13/8) | 0 | 49000btu (4NES14Y) | 5812.3859 |  | CU - 160 QC | 14885.0365 | QC50L1-TFA-XX | LCU-12 | 3670.117 |  | 2359.0372 | 9691.8835 | 9954.1067 | 9890.095 | 15314.0103 | 15215.5308 | 14910.59 | HTC-12 | 12980.2885
ALL135.11 | ZFI59KQE-TFD-564 COPELAND COMP 15HP |  | 15 | V05,V03 (7/8,13/8) | 0 | 59000btu (4JE15Y) | 7124.9869 |  | CU - 200 QC | 17962.3401 | QC59L1-TFA-XX | LCU-15 | 3959.7133 |  | 2585.1479 | 11034.5292 | 11296.7524 | 11232.7407 | 17379.619 | 17281.1395 | 16976.1987 | HTC-15 | 15078.1476
ALL135.12 | ZFI68KQE-TFD-564 COPELAND COMP 18HP |  | 18 | V05,V03 (7/8,13/8) | 0 | 68000btu (4HE18Y) | 8148.5475 |  | CU - 200 QC | 18954.4065 | QC68L1-TFA-XX | LCU-20 | 4638.3952 |  | 2585.1479 | 12358.0542 | 12620.2775 | 12556.2658 | 19415.8115 | 19317.3319 | 19012.3911 | HTC-20 | 16821.6106
ALL135.13 | ZFI81KQE-TFD-564 COPELAND COMP 20HP |  | 20 | V05,V03 (7/8,13/8) | 0 | 81000btu (4GE23Y) | 9651.9609 |  | CU - 250 QC | 24057.7289 | QC81L1-TFA-XX | TCU - 200 | 5840.8964 |  | 2892.9212 | 14815.4792 | 15077.7024 | 15013.6907 | 23196.4652 | 23097.9857 | 22793.0449 | HTC-25 | 19588.3829
ALL135.131 | ZFI82KQE-TFD-564 COPELAND COMP 20HP |  | 20 | 0 | 0 | 82000btu (4GE23Y) | 10477.884 |  | CU - 250 QC | 24374.6443 | QC82L1-TFA-XX | 0 | [6 empty] | 0 | 0 | 0 | 0 | 0
ALL135.14 | ZFI96KQE-TED-523 COPELAND COMP 25HP |  | 25 | V03,V38 (1 3/8,1 5/8) | 0 | 96000btu (6HE28Y) | 15022.3012 |  | CU - 300 QC | 32181.2647 | QC96L1-TFA-XX | TCUV - 250 | 10090.5516 |  | 3362.57 | 23218.5436 | 23480.7668 | 23416.7551 | 36124.2566 | 36025.7771 | 35720.8363 | HTC-30 | 26933.8094
ALL135.20 | ZFI122KQE-TED-523 COPELAND COMP 30HP |  | 30 | V03,V38 (1 3/8,1 5/8) | 0 | 122000btu (6GE34Y) | 15500.2837 |  | CU - 350 QC | 34716.0569 | QC122L1-TFA-XX | TCUV - 350 | 11275.0755 |  | 3669.9932 | 25021.1792 | 25283.4024 | 25219.3907 | 38897.5422 | 38799.0627 | 38494.1219 | HTC-35 | 28389.6403
ALL135.21 | ZFI140KQE-TED-523 COPELAND COMP 40HP |  | 40 | V03,V38 (1 3/8,1 5/8) | 0 | 140000btu (6FE44Y) | 17648.3169 |  | CU - 400 QC | 38843.6199 | QC140L1-TFA-XX | TCUV - 400 | 12140.7587 |  | 3969.9932 | 27583.084 | 27845.3072 | 27781.2955 | 42838.9342 | 42740.4547 | 42435.5139 | HTC-40 | 31394.5129
ALL135.210 | ZFI180KQE-TED-523 COPELAND COMP 50HP |  | 50 | V03,V38 (1 3/8,1 5/8) | 0 | 180000btu | 19520.5354 |  | CU - 500 QC | 44338.8334 | 0 | TCUV - 500 | [6 empty] | 45096.0867 | 44997.6071 | 44692.6663
ALL135.22 | CORE SENSE (562-0291-01) ZFI23-26 | EVI CORE SENSE |  |  |  |  | 625.7576
ALL135.23 | CORE SENSE (562-0291-02) ZFI36-39 | [5 empty] | 625.7576 | [17 empty] | #REF! | #REF!
0 | CORE SENSE (562-0291-02) ZFI50-59 | [5 empty] | 625.7576
ALL135.24 | CORE SENSE (562-0291-03) ZFI68-81 | [5 empty] | 625.7576
ALL135.25 | CORE SENSE (562-0291-06) ZFI96-140 | MODULE CORE SENSE |  |  |  |  | 625.7576
ALL135.251 | 571-0064-06 MODULE-CORESENSE ASSM | SENSOR |  |  |  |  | 650.3373
ALL135.252 | 043-0210-00 (ZFI23-ZFI81) SENSOR-VAPOR IN | [5 empty] | 28.0548
ALL135.253 | 043-0210-02 (ZFI23-ZFI81) SENSOR-VAPOR OUT | [5 empty] | 28.0548
ALL135.254 | 043-0277-00 (ZFI23-ZFI140) SENSOR-DLT | [5 empty] | 22.423
ALL135.255 | 043-0285-00 (ZFI96,ZFI122,ZFI140) SENSOR-VAPOR IN/OUT | ZFI HEAT PLATE |  |  |  |  | 46.0975
HEAT004.05 | PLATE HEAT BX4THX14 (ZFI23-ZFI36) | [5 empty] | 256.7818
HEAT004.08 | PLATE HEAT BX4THX24 (ZFI39-ZFI68) | [5 empty] | 493.8112 | [17 empty] | #REF! | #REF!
HEAT004.09 | PLATE HEAT BX4THX30 (ZFI81) | [5 empty] | 622.2021
HEAT004.10 | PLATE HEAT BX10THX40 (ZFI96-ZFI140) | SOUND JACKET | 505-1501-02 |  |  |  | 1185.1469
ALL135.26 | JACKET ZFI50 & ZFI59 |  | 505-1501-00 |  |  |  | 266.8615
ALL135.27 | JACKET ZFI68 & ZFI81 |  |  |  |  | ZB SERIES can be use for R134A,R404,R507 (15c ~ -25c) 380V-440V 50Hz 3ph | 316.0202
ALL135.28 | JACKET ZFI96,ZFI122 & ZFI140 | [5 empty] | 407.315
ALL135.29 | ZB15KQE-TFD-558 COPELAND COMP 2HP (WELDING) | ZB SERIES can be use for R404,R507 (15c ~ -25c) 380V-440V 50Hz 3ph |  |  |  |  | 1754.528 | Filter drier,sight glass,hand valve,hi-lo control,COPELAND oil sep,suction acc.include oil lever protect ZB58 and above.
ALL135.30 | ZB19KQE-TFD-558 COPELAND COMP 2.5HP (WELDING) | [5 empty] | 1820.8101
ALL135.31 | ZB21KQE-TFD-558 COPELAND COMP 3HP (WELDING) | [5 empty] | 1732.9393
ALL135.32 | ZB29KQE-TFD-558 COPELAND COMP 4HP (WELDING) | [5 empty] | 2098.2133
ALL135.33 | ZB38KQE-TFD558 COPELAND COMP 5HP (WELDING) | [5 empty] | 2210.9941
ALL135.34 | ZB45KQE-TFD558 COPELAND COMP 6HP (WELDING) | [5 empty] | 2546.376
ALL135.35 | ZB48KQE-TFD-558 COPELAND COMP 7HP (WELDING) | [5 empty] | 3380.1017
ALL135.36 | ZB58KQE-TFD-550 COPELAND COMP 8HP (WELDING) | [5 empty] | 3961.9841
ALL135.37 | ZB66KQE-TFD-550 COPELAND COMP 9HP (WELDING) | [5 empty] | 4322.6371
ALL135.38 | ZB76KQE-TFD-550 COPELAND COMP 10HP (WELDING) | [5 empty] | 4686.467
ALL135.43 | ZB190KQE-TWD-522 COPELAND COMP 25HP (WELDING) | [5 empty] | 10758.2168
ALL135.45 | ZFI23KNE-TFD-657 COPELAND COMP 5HP (WELDING) | ZFI Low temp SERIES can be use for R404,R507 (7c ~ -40c) 380V-440V 50Hz 3ph |  |  |  |  | 3090.2797
ALL135.46 | ZFI26KQE-TFD-5L0 COPELAND COMP 6HP (WELDING) | [5 empty] | 3543.7133
ALL135.47 | ZFI36KQE-TFD-5L0 COPELAND COMP 8HP (WELDING) | [5 empty] | 4284.514
ALL135.48 | ZFI39KQE-TFD-5L0 COPELAND COMP 10HP (WELDING) | [5 empty] | 4635.4196
ALL135.49 | ZFI50KQE-TFD-554 COPELAND COMP 12HP (WELDING) | [5 empty] | 5058.528
ALL135.50 | ZFI59KQE-TFD-554 COPELAND COMP 15HP (WELDING) | [5 empty] | 6330.7413
ALL135.51 | ZFI68KQE-TFD-554 COPELAND COMP 18HP (WELDING) | [5 empty] | 7322.8077
ALL135.52 | ZB15KNE-TFD558 (W) | [6 empty] | Filter drier,sight glass,hand valve,hi-lo control,QC oil sep,suction acc and etc.
ALL135.53 | ZB19KNE-TFD558 (W)
ALL135.54 | ZB21KNE-TFD-558 (W)
ALL135.55 | ZB29KNE-TFD-558 (W)
ALL135.56 | ZB38KNE-TFD-558 (W)
ALL135.57 | ZB45KNE-TFD-558 (W)
ALL135.58 | ZB48KNE-TFD-558 (W)
ALL136 | C-SB261H5A (1ph) BSONYO SCROLL COMP 3.5HP | B SONYO Scroll Compressor R22 380V-440V 50Hz 3ph (20c ~ -10c) | 3.5 | (1/2,7/8) | 24 | 11200btu | 1328.4091 | Filter drier,sight glass,hand valve,hi-lo control,QC oil sep,suction acc and etc. | CU - 50 QC | ~ |  |  | 1172.3602 |  | 696.6097
ALL138 | C-SB303H8A BSONYO SCROLL COMP 4HP |  | 4 | (1/2,7/8) | 24 | 14200btu | 1289.8158 |  | CU - 64B QC | ~ |  |  | 1505.4348 |  | 696.6097
ALL139 | C-SB373H8A BSONYO SCROLL COMP 5HP |  | 5 | (1/2,7/8) | 24 | 18100btu | 1294.6708 |  | CU - 72 QC | ~ |  |  | 1771.7391 |  | 952.412
ALL141 | C-SB453H8A BSONYO SCROLL COMP 6HP |  | 6 | (1/2,7/8) | 0 | 0 | 1668.5071 |  | CU - 90 QC | ~ |  | BCU - 100 | 1872.6708 |  | 952.412 | 3793.7431 | 4055.9663 | 3991.9547 | ~ | ~ | ~ | 0 | 0
ALL142 | C-SBR235H38A BSONYO SCROLL COMP 7HP |  | 7 | (1/2,7/8) | 24 | 22000btu | 1917.0455 |  | CU - 100 QC | ~ |  | BCU - 110 | 2413.0435 |  | 952.412 | 4497.4385 | 4759.6617 | 4695.65 | ~ | ~ | ~ | 0 | 0
ALL143 | C-SC603H8H BSONYO SCROLL COMP 8HP |  | 8 | (3/4,1 1/8) | 0 | 0 | 2791.634 |  | CU - 125 QC | ~ |  | TCU - 150B | 4016.678 |  | 1663.6945 | 7300.4464 | 7562.6696 | 7498.6579 | ~ | ~ | ~ | 0 | 0
ALL144 | C-SC673H8H BSONYO SCROLL COMP 9HP |  | 9 | (3/4,1 1/8) | 9 | 30717btu | 2840.1842 |  | CU - 144 QC | ~ |  | TCU - 150B | 4016.678 |  | 1663.6945 | 7328.6055 | 7590.8287 | 7526.817 | ~ | ~ | ~ | 0 | 0 |  | #REF! | #REF!
ALL145 | C-SC753H8H BSONYO SCROLL COMP 10HP |  | 10 | (3/4,1 1/8) | 9 | 36177btu | 3013.876 |  | CU - 144 QC | ~ |  | TCU - 150B | 4016.678 |  | 1663.6945 | 7338.9305 | 7601.1537 | 7537.142 | ~ | ~ | ~ | 0 | 0 |  | #REF! | #REF!
ALL146 | C-SC903H8H BSONYO SCROLL COMP 12HP |  | 12 | (3/4,1 1/8) | 9 | 40956btu | 3060.8079 |  | CU - 160 QC | ~ |  | TCU - 120 | 4443 | All danfoss acc filter drier,sight glass,hand valve,hi-lo control,airmender oil separator and etc. | 1631.7604 | 7759.1309 | 8021.3541 | 7957.3424 | ~ | ~ | ~ | 0 | 0
ALL147 | C-SBN263H8A BSONYO SCROLL COMP 3.5HP | BSONYO Scroll Compressor R407C,R404,R507 380V-440V 50Hz 3ph (20c ~ -25c) C/W Oil glass,tandem type cw QC OIL SEPARATOR & Suction acc. | 3.5 | (1/2,7/8) | 24 | 11200btu | 1423.5985 | Filter drier,sight glass,hand valve,hi-lo control,QC oil sep,suction acc and etc. | CU - 50 QC | 4520.0476 |  | BCU - 50 | 1071.4286 |  | 823.8267 | 2750.3405 | 3012.5638 | 2948.5521 | 4634.7135 | 4536.234 | 4231.2932 | HTC-3 | 5164.4952
ALL148 | C-SBN303H8G BSONYO SCROLL COMP 4HP |  | 4 | (1/2,7/8) | 24 | 14200btu | 1486.1742 |  | CU - 64B QC | 4933.7321 |  | BCU - 55 | 1172.3602 |  | 951.0297 | 3016.0207 | 3278.2439 | 3214.2322 | 5043.4521 | 4944.9726 | 4640.0318 | HTC-4 | 5341.7032
ALL149 | C-SBN373H8G BSONYO SCROLL COMP 5HP |  | 5 | (1/2,7/8) | 24 | 18100btu | 1602.1552 |  | CU - 72 QC | 5644.4357 |  | BCU - 64 | 1505.4348 |  | 1079.629 | 3515.24 | 3777.4632 | 3713.4515 | 5811.4818 | 5713.0023 | 5408.0615 | HTC-5 | 5716.7563
ALL150 | C-SBN453H8G BSONYO SCROLL COMP 6HP |  | 6 | (1/2,7/8) | 24 | 20600btu | 1885.0947 |  | CU - 90 QC | 6338.7803 |  | BCU - 72 | 1771.7391 |  | 1079.629 | 3983.3511 | 4245.5743 | 4181.5626 | 6531.6528 | 6433.1733 | 6128.2325 | HTC-8 | 6717.3681
ALL151 | C-SBS235H38B BSONYO SCROLL COMP 7HP |  | 7 | (1/2,7/8) | 24 | 22000btu | 2135.3977 |  | CU - 100 QC | 6848.1379 |  | BCU - 100 | 1872.6708 |  | 1079.629 | 4234.4646 | 4496.6878 | 4432.6761 | 6917.9813 | 6819.5018 | 6514.5609 | HTC-8 | 6948.417
ALL152 | C-SCN603H8T BSONYO SCROLL COMP 8HP |  | 8 | (3/4,1 1/8) | 9 |  | 3094.3182 |  | CU - 125 QC | 9467.4926 |  | LCU-08 | 2708.3365 |  | 1864.9557 | 6399.8661 | 6662.0893 | 6598.0776 | 10249.3682 | 10150.8886 | 9845.9478
ALL152.1 | 3CC149LA0M BSONYO SCROLL COMP 9HP |  | 9 | (3/4,1 1/8) | 9 | 0 | 3428.7045 |  | CU - 125 QC | 10509.6105 |  | LCU-10 | 3097.3864 |  | 1967.8869 | 7466.2927 | 7728.5159 | 7664.5042 | 11890.0245 | 11791.545 | 11486.6042 | 0 | 0
ALL153 | C-SCN753H8T BSONYO SCROLL COMP 10HP |  | 10 | (3/4,1 1/8) | 9 | 36177btu | 3134.0909 |  | CU - 144 QC | 10354.5204 |  | LCU-10 | 3097.3864 |  | 1967.8869 | 6915.3132 | 7177.5364 | 7113.5247 | 11042.3636 | 10943.8841 | 10638.9433 | HTC-12 | 9589.7658
ALL154 | C-SCN903H8T BSONYO SCROLL COMP 12HP |  | 12 | (3/4,1 1/8) | 9 | 40956btu | 3244.7688 |  | CU - 160 QC | 11089.23 |  | LCU-12 | 3670.117 | All danfoss acc filter drier,sight glass,hand valve,solenoid valve,hi-lo control,Airmender oil separator,suction acc. | 1967.8869 | 7520.896 | 7783.1192 | 7719.1075 | 11974.0296 | 11875.55 | 11570.6092 | HTC-15 | 10118.0908
ALL155 | C-SBN303L8A BSONYO SCROLL COMP 4HP LT | BSONYO Scroll Low temp Compressor R404A,R507 380V-440V 50Hz 3ph (0c ~ -40c) cw QC OIL SEPARATOR & Suction acc. | 4 | (1/2,7/8) inx2203(0.26-20) | 1PALLET | 14500btu | 2034.7727 | Filter drier,sight glass,hand valve,hi-lo control,QC oil sep,suction acc and etc. | CU - 64 QC | 5787.9552 |  | BCU - 55 | 1172.3602 |  | 951.0297 | 3324.832 | 3587.0552 | 3523.0435 | 5518.5465 | 5420.067 | 5115.1262 | 0 | 0
ALL156 | C-SBN373L8A BSONYO SCROLL COMP 5HP LT |  | 5 | (1/2,7/8) inx2203(0.26-20) | 1PALLET | 20200btu | 2148.5227 |  | CU - 72 QC | 6241.9409 |  | BCU - 64 | 1505.4348 |  | 1079.629 | 3853.6184 | 4115.8416 | 4051.8299 | 6332.064 | 6233.5844 | 5928.6436 | 0 | 0 |  | #REF! | #REF!
ALL157 | C-SBN453L8A BSONYO SCROLL COMP 6HP LT |  | 6 | (1/2,7/8) inx2203(0.42-40) | 1PALLET | 24000btu | 2328.2955 |  | CU - 90 QC | 6788.9918 |  | BCU - 72 | 1771.7391 |  | 1079.629 | 4225.9886 | 4488.2118 | 4424.2001 | 6904.9413 | 6806.4618 | 6501.521 | HTC-8 | 7167.5796
ALL158 | C-SCN523L8H BSONYO SCROLL COMP 7HP LT |  | 7 | (3/4,1 1/8) inx2208(0.42-40) | 0 | 28000btu | 4056.8182 |  | CU - 100 QC | 8636.2672 |  | LCU-08 | 2708.3365 |  | 1276.6591 | 6379.4445 | 6641.6677 | 6577.656 | 10217.9503 | 10119.4708 | 9814.53 | 0 | 0 |  | #REF! | #REF!
ALL159 | 3CC137SA03 BSONYO SCROLL COMP 8HP LT |  | 8 | (3/4,1 1/8) inx2208(0.49-40) | 1PALLET | 32000btu | 4207.1591 |  | CU - 125 QC | 10554.5328 |  | LCU-08 | 2708.3365 |  | 1914.9557 | 7106.4422 | 7368.6654 | 7304.6538 | 11336.4084 | 11237.9288 | 10932.988 | HTC-10 | 10213.3418 |  | #REF! | #REF!
ALL160 | C-SCN753L8H / 3CC171SA03 BSONYO SCROLL COMP 10HP LT |  | 10 | (3/4,1 1/8) inx2208(0.49-40) | 1PALLET | 38000btu | 4470.8732 |  | CU - 144 QC | 11507.2652 |  | LCU-10 | 3097.3864 |  | 2017.8869 | 7664.5972 | 7926.8205 | 7862.8088 | 12195.1084 | 12096.6289 | 11791.6881 | 0 | 0
ALL160.01 | 3CC216SA03 BSONYO SCROLL COMP 12.5HP LT |  | 12.5 | (3/4,1 1/8) inx2208(0.49-40) | 1PALLET | 0 | 4512.0415 |  | CU - 160 QC | 12227.5342 |  | LCU-12 | 3670.117 |  | 2017.8869 | 8260.7937 | 8523.0169 | 8459.0053 | 13112.3338 | 13013.8542 | 12708.9134 | 0 | 0 |  | #REF! | #REF!
ALL161 | C-SBN373H8D BSONYO SCROLL COMP 5HP | BSONYO Scroll Compressor R410A 380V-440V 50Hz 3ph (20c ~ -25c) | 5 | 0 | 0 | 0 | 1346.161 | Filter drier,sight glass,hand valve,hi-lo control,QC oil sep,suction acc and etc. | 0 | ~ |  | 0 | 0 |  | 0 | 0 | 0 | 0 | 0 | 0 | 0 | 0 | 0 |  | #REF! | #REF!
ALL162 | C-SBN453H8D BSONYO SCROLL COMP 6HP |  | 6 | 0 | 0 | 0 | 1767.7652 |  | 0 | ~ |  | 0 | 0 |  | 0 | 0 | 0 | 0 | 0 | 0 | 0 | 0 | 0
ALL162.01 | C-SCP270H38A BSONYO SCROLL COMP 8HP |  | 8 | 0 | 0 | 0 | 2988.7746 |  | 0 | ~ |  | 0 | 0 |  | 0 | 0 | 0 | 0 | 0 | 0 | 0 | 0 | 0
ALL162.02 | C-SCP315H38A BSONYO SCROLL COMP 10HP |  | 10 | 0 | 0 | 0 | 3041.964 |  | 0 | ~ |  | 0 | 0 |  | 0 | 0 | 0 | 0 | 0 | 0 | 0 | 0 | 0
ALL162.03 | C-SCP400H38A BSONYO SCROLL COMP 12HP |  | 12 | 0 | 0 | 0 | 3095.9356 |  | 0 | ~ |  | 0 | 0 |  | 0 | 0 | 0 | 0 | 0 | 0 | 0 | 0 | 0
ALL162.04 | C-SCP435H38B BSONYO SCROLL COMP R410A (13HP) |  | 13 | 0 | 0 | 0 | 4132.0405 |  | 0 | ~ |  | TCU400 c/w blower | 18611.0248 |  | 7973.6134 | 32286.8541 | 0 | 0 | 55666.9899 | 0 | 0 | 0 | 0
ALL162.05 | C-SCP510H38B BSONYO SCROLL COMP 15HP |  | 15 | 0 | 0 | 0 | 5363.6364 |  | 0 | ~ |  | 0 | 0 |  | 0 | 0 | 0 | 0 | 0 | 0 | 0 | 0 | 0
ALL164 | JT125GABY1 DAIKIN COMP 4HP |  | 4 | 0 | 24 | 40620btu | 1558.1364 | Filter drier,sight glass,hand valve,hi-lo control,QC oil sep,suction acc and etc. | CU - 64 QC | 5302.3643 |  | 0 | 0 |  | 0 | 0 | 0 | 0 | 0 | 0 | 0 | 0 | 0
ALL165 | JT160GABY1L DAIKIN COMP 5HP (4 MOUNTING) |  | 5 | 0 | 24 | 51200btu | 1431.4205 |  | CU - 72 QC | 5536.1315 |  | 0 | 0 |  | 0 | 0 | 0 | 0 | 0 | 0 | 0 | 0 | 0
ALL177 | ZR108KCE COPELAND SCROLL COMP 9HP |  | 9 | 0 | 0 | 0 | ~ |  | CU - 144 QC | ~ |  | TCU - 150B | 4016.678 |  | 0 | 0 | 0 | 0 | 0 | 0 | 0 | 0 | 0
ALL178 | ZR125KCE COPELAND SCROLL COMP 10HP |  | 10 | 0 | 0 | 0 | ~ |  | CU - 144 QC | ~ |  | TCU - 150B | 4016.678 |  | 0 | 0 | 0 | 0 | 0 | 0 | 0 | 0 | 0
ALL179 | ZR144KCE COPELAND SCROLL COMP 12.5HP |  | 12.5 | 0 | 0 | 0 | 4236.3788 |  | CU - 160 QC | ~ |  | TCU - 120 | 4443 |  | 1967.8869 | 9589.0972 | 9851.3204 | 9787.3087 | 15155.8775 | 15057.398 | 14752.4572 | 0 | 0
ALL180 | ZR190KCE COPELAND SCROLL COMP 15HP |  | 15 | 0 | 0 | 0 | 6484.1 |  | CU - 200 QC | 16981.8651 |  | TCU - 150 | 4549.1658 |  | 0 | 0 | 0 | 0 | 0 | 0 | 0 | 0 | 0
ALL181 | ZR250KCE COPELAND SCROLL COMP 20HP |  | 20 | 0 | 0 | 0 | 10678.4553 |  | CU - 250 QC | 24048.7429 |  | TCU - 220 | 0 |  | 0 | 0 | 0 | 0 | 0 | 0 | 0 | 0 | 0
ALL182 | ZR310KCE COPELAND SCROLL COMP 25HP |  | 25 | 0 | 0 | 0 | 10980.5788 |  | CU - 300 QC | 26252.2375 |  | TCUV - 250 | 0 |  | 0 | 0 | 0 | 0 | 0 | 0 | 0 | 0 | 0
ALL183 | ZR380KCE COPELAND SCROLL COMP 30HP |  | 30 | 0 | 0 | 0 | 13073.8636 |  | CU - 350 QC | 31325.7072 |  | 0 | 0 |  | 0 | 0 | 0 | 0 | 0 | 0 | 0 | 0 | 0
ALL186 | NS350DH-64D2YG HITACHI SCROLL COMP (3.5HP MT) | Hitachi scroll R404,R507 MED TEMP | 3.5 med temp | 0 | 0 | 0 | 1681.7235 | Filter drier,sight glass,hand valve,hi-lo control,QC oil sep,suction acc and etc. | CU - 50 QC | 4758.3168 |  | BCU - 55 | 1172.3602 |  | 951.0297 | 3133.3502 | 3395.5734 | 3331.5617 | 5223.9591 | 5125.4796 | 4820.5388 | 3374.3771 | 0
ALL187 | NS500DH-83D2YG HITACHI SCROLL COMP (5HP MT) |  | 5 med temp | 0 | 0 | 0 | 1788.8845 |  | CU - 72 QC | 5866.0983 |  | BCU - 64 | 1505.4348 |  | 1079.629 | 3659.3206 | 3921.5439 | 3857.5322 | 6033.1444 | 5934.6649 | 5629.7241 | 3940.8068 | 0
ALL188 | NS600DH-95D2YG HITACHI SCROLL COMP (6HP MT) |  | 6 med temp | 0 | 0 | 0 | 2124.447 |  | CU - 90 QC | 6559.7208 |  | BCU - 72 | 1771.7391 |  | 1079.629 | 4126.9625 | 4389.1857 | 4325.174 | 6752.5934 | 6654.1139 | 6349.1731 | 4444.4211 | 0
ALL189 | LS350DH-64D2YG HITACHI SCROLL COMP (3.5HP LT) | Hitachi scroll R404,R507 LOW TEMP | 3.5 low temp | 0.031*24",(0.051*24") | 85c on 75c off | 0 | 1689.5455 |  | CU - 50 QC | 4712.4951 |  | BCU - 55 | 1172.3602 |  | 1001.0297 | 3103.5661 | 3365.7893 | 3301.7776 | 5178.1374 | 5079.6579 | 4774.7171 | 3342.302 | 0
ALL190 | LS500DH-83D2YG HITACHI SCROLL COMP (5HP LT) |  | 5 low temp | 0.039*32" ,(0.051*20") | 0 | 0 | 1954.0702 |  | CU - 72 QC | 5945.1874 |  | BCU - 64 | 1505.4348 |  | 1129.629 | 3710.7286 | 3972.9518 | 3908.9401 | 6112.2335 | 6013.754 | 5708.8132 | 3996.1693 | 0
ALL191 | LS600DH-95D2YG HITACHI SCROLL COMP (6HP LT) | [5 empty] | 2389.2562 |  | CU - 90 QC | 6697.2943 |  | BCU - 72 | 1771.7391 |  | 1129.629 | 4216.3852 | 4478.6084 | 4414.5967 | 6890.1668 | 6791.6873 | 6486.7465 | 4540.7225 | 0
ALL192 | CGC27L-30BP-Z-2P COMPRESSOR | [5 empty] | 1399.6689 | Filter drier,sight glass,hand valve,hi-lo control,QC oil sep,suction acc and etc. | CU - 32 QC | 3889.0295 |  | BCU - 36 | 854.0373 |  | 805.3254 | 2486.0935 | 2748.3167 | 2684.305 | 4228.1796 | 4129.7 | 3824.7592 | 0 | 0
ALL193 | CGC34L-38BP-Z-2.5P COMPRESSOR | [5 empty] | 1555.1876 |  | CU - 36 QC | 4199.6053 |  | BCU - 40 | 993.0124 |  | 805.3254 | 2716.8247 | 2979.0479 | 2915.0363 | 4583.1507 | 4484.6712 | 4179.7304 | 0 | 0
ALL194 | CGC39L-43BP-Z-3P COMPRESSOR | [5 empty] | 1674.8174 |  | CU - 40 QC | 4443.5993 |  | BCU - 50 | 1071.4286 |  | 805.3254 | 2865.8225 | 3128.0457 | 3064.034 | 4812.378 | 4713.8984 | 4408.9576 | 0 | 0
ALL195 | CGE61L-66BP-Z-4P COMPRESSOR | [5 empty] | 1674.8174 |  | CU - 64 QC | 5384.3035 |  | BCU - 55 | 1172.3602 |  | 951.0297 | 3112.4584 | 3374.6816 | 3310.6699 | 5191.8179 | 5093.3384 | 4788.3976 | 0 | 0
ALL196 | CGE77L-83BP-Z-5P COMPRESSOR | [5 empty] | 1794.4473 |  | CU - 72 QC | 5843.6263 |  | BCU - 64 | 1505.4348 |  | 1079.629 | 3644.7138 | 3906.9371 | 3842.9254 | 6010.6724 | 5912.1929 | 5607.2521 | 0 | 0
ALL197 | CGE91L-98BP-Z-6P COMPRESSOR | [5 empty] | 1914.0771 |  | CU - 90 QC | 6336.0859 |  | BCU - 72 | 1771.7391 |  | 1079.629 | 3981.5998 | 4243.823 | 4179.8113 | 6528.9585 | 6430.4789 | 6125.5381 | 0 | 0
ALL198 | CGE77LD-66BP-6PDC COMPRESSOR | [5 empty] | 2990.7454 |  | CU - 90 QC | 7313.3695 |  | LCU-06 | 2226.97 |  | 1226.6591 | 5219.0951 | 5481.3183 | 5417.3066 | 8432.7974 | 8334.3179 | 8029.3771 | 0 | 0
ALL199 | CGE85LD-73BP-7PDC COMPRESSOR | [5 empty] | 3110.3753 |  | CU - 100 QC | 7700.2652 |  | LCU-08 | 2708.3365 |  | 1226.6591 | 5771.0431 | 6033.2664 | 5969.2547 | 9281.9482 | 9183.4687 | 8878.5279 | 0 | 0
ALL200 | CGE96LD-83BP-8PDC COMPRESSOR | [5 empty] | 3349.6349 |  | CU - 125 QC | 9776.1647 |  | LCU-08 | 2708.3365 |  | 1914.9557 | 6600.5029 | 6862.7262 | 6798.7145 | 10558.0403 | 10459.5607 | 10154.6199 | 0 | 0
ALL201 | CGE114LD-98BP-10PDC COMPRESSOR | [5 empty] | 3469.2647 |  | CU - 144 QC | 10735.6782 |  | LCU-10 | 3097.3864 |  | 2017.8869 | 7163.0657 | 7425.2889 | 7361.2772 | 11423.5214 | 11325.0419 | 11020.1011 | 0 | 0
ALL202 | CEB112LD-B1PG-12PDC COMPRESSOR | [5 empty] | 4761.2667 |  | CU - 160 QC | 12592.5861 |  | LCU-12 | 3670.117 |  | 2017.8869 | 8498.0775 | 8760.3007 | 8696.289 | 13477.3857 | 13378.9061 | 13073.9653 | 0 | 0
ALL203 | CEB120LD-B1PG-14PDC COMPRESSOR | [5 empty] | 5263.712 |  | CU - 200 QC | 14776.819 |  | LCU-15 | 3959.7133 |  | 2193.9977 | 9260.2272 | 9522.4504 | 9458.4387 | 14649.9237 | 14551.4442 | 14246.5034 | 0 | 0
ALL204 | CGE117LD-73BP-12PDC410 COMPRESSOR | [5 empty] | 3349.6349 |  | 0 | 0 |  | LCU-15 | 3959.7133 |  | 2017.8869 | 7954.811 | 8217.0342 | 8153.0225 | 12641.591 | 12543.1115 | 12238.1707 | 0 | 0
ALL205 | CKE132LD-83BP-14PDC410 COMPRESSOR | [5 empty] | 3588.8945 |  | 0 | 0 |  | LCU-20 | 4638.3952 |  | 2193.9977 | 8950.7668 | 9212.99 | 9148.9783 | 14173.8308 | 14075.3513 | 13770.4105 | 0 | 0
ALL206 | CEB98LD-B1PK COMPRESSOR | [5 empty] | 3708.5243 |  | 0 | 0 |  | 0 | 0 |  | 0 | 0 | 0 | 0 | 0 | 0 | 0 | 0 | 0
0 | CA47LHDG-D1KA | [5 empty] | ~ |  | 0 | 0 |  | 0 | 0 |  | 0 | 0 | 0 | 0 | 0 | 0 | 0 | 0 | 0
0 | CA64LHDG-D1KA | [5 empty] | ~
0 | CA90LHDG-D1KA | [5 empty] | ~
0 | LS400DHD-64DBYG | [5 empty] | ~
0 | LS600DHD-90DBYG | [5 empty] | ~
0 | NS400DHD-64DBYG | [5 empty] | ~
0 | NS600DHD-90DBYG | [5 empty] | ~
0 | ZB38KQE X 2 |  | 10 | all welding type w/o service valve |  |  | 0 | All acc filter drier,sight glass,hand valve,solenoid valve,hi-lo control,Emerson oil separator,suction acc. | TCU - 120 | 24092.8451
0 | ZB45KQE X 2 |  | 12 |  |  |  | 0 |  | TCU - 150 | 25531.4307
0 | ZB48KQE X 2 |  | 14 |  |  |  | 0 |  | TCU - 150 | 27198.8821
0 | ZB58KQE X 2 |  | 16 |  |  |  | 0 |  | TCU - 200 | 31878.2666
0 | ZB66KQE X 2 |  | 18 |  |  |  | 0 |  | TCU - 200 | 32599.5725
0 | ZB76KQE X 2 |  | 20 |  |  |  | 0 |  | TCU - 220 | 34078.5462
0 | ZB88KQE X 2 |  | 24 |  |  |  | 0 |  | TCUV - 250 | 41613.4155
0 | ZB95KQE X 2 |  | 26 |  |  |  | 0 |  | TCUV - 250 | 44976.4774
0 | ZB114KQE X 2 |  | 30 |  |  |  | 0 |  | TCUV - 300 | 45865.8536
0 | ZB130KQE X 2 |  | 40 |  |  |  | 0 |  | TCUV - 400 | 59589.1107
0 | ZB58KQE X 3 |  | 24 |  |  |  | 0 |  | TCUV - 300 | 46939.5566
0 | ZB66KQE X 3 |  | 27 |  |  |  | 0 |  | TCUV - 350 | 51460.5022
0 | ZB76KQE X 3 |  | 30 |  |  |  | 0 |  | TCUV - 350 | 53503.2337
0 | ZB88KQE X 3 |  | 36 |  |  |  | 0 |  | TCUV - 400 | 54580.5965
0 | ZB95KQE X 3 |  | 39 |  |  |  | 0 |  | TCUV - 400 | 61636.177
| ZB114KQE X 3 |  | 45 |  |  |  | 0 |  | TCUV - 500 | 63472.9286
0 | ZFI23KQE X 2 |  | 10 |  |  |  | 0 | All acc filter drier,sight glass,hand valve,solenoid valve,hi-lo control,Emerson oil separator,suction acc. | TCU - 150B | 27154.5179
0 | ZFI26KQE X 2 |  | 12 |  |  |  | 0 |  | TCU - 150 | 28165.6811
0 | ZFI36KQE X 2 |  | 16 |  |  |  | 0 |  | TCU - 200 | 33669.2114
0 | ZFI39KQE X 2 |  | 20 |  |  |  | 0 |  | TCU - 220 | 35997.5219
0 | ZFI50KQE X 2 |  | 24 |  |  |  | 0 |  | TCUV - 250 | 44582.1894
0 | ZFI59KQE X 2 |  | 30 |  |  |  | 0 |  | TCUV - 300 | 46842.9855
0 | ZFI68KQE X 2 |  | 36 |  |  |  | 0 |  | TCUV - 350 | 52529.3843
0 | ZFI81KQE X 2 |  | 40 |  |  |  | 0 |  | TCUV - 400 | 57931.313
0 | ZFI96KQE X 2 |  | 50 |  |  |  | 0 |  | TCUV - 500 | 72824.968
0 | ZFI122KQE X 2 |  | 60 |  |  |  | 0 |  | TCUV- 600 | 87032.2537
0 | ZFI36KQE X 3 |  | 24 |  |  |  | 0 |  | TCUV - 250 | 50497.9279
0 | ZFI39KQE X 3 |  | 30 |  |  |  | 0 |  | TCUV - 300 | 52736.1569
0 | ZFI50KQE X 3 |  | 36 |  |  |  | 0 |  | TCUV - 400 | 59033.7573
0 | ZFI59KQE X 3 |  | 45 |  |  |  | 0 |  | TCUV - 500 | 64938.6264

## ZX
DATE :28.9.26
SPARE PARTS FOR COPELAND ZX/ZXL/ZXD/ZXLD CDU
Ref No. | Description | Model / part no. | (RM)
For ZX 2 to 7.5HP MT
ZX001 | ZX15KCE-TFD-558 2HP MT COMPRESSOR | 2HP MT | 1759.0741
ZX002 | ZX21KCE-TFD-558 3HP MT COMPRESSOR | 3HP MT | 1860.5859
ZX003 | ZX30KCE-TFD-558 4HP MT COMPRESSOR | 4HP MT | 2160.9495
ZX004 | ZX38KCE-TFD-558 5HP MT COMPRESSOR | 5HP MT | 2261.0707
ZX005 | ZX45KCE-TFD-558 6HP MT COMPRESSOR | 6HP MT | 2551.4222
ZX006 | ZX51KCE-TFD-558 7.5HP MT COMPRESSOR | 7HP MT | 3710.4444
ZX007 | ZXI06KCE-TFD-687 2HP LT scroll compressor | 2HP fixed LT | 1752.1212
ZX008 | ZXI08KCE-TFD-687 2.5HP LT scroll compressor | 2.5HP fixed LT | 1899.8
ZX009 | ZXI09KCE-TFD-687 3HP LT scroll compressor | 3HP fixed LT | 1988.5185
ZX010 | ZXI11KCE-TFD-647 3.5HP LT scroll compressor | 3.5HP fixed LT | 2562.1296
ZX011 | ZXI14KCE-TFD-647 4HP LT scroll compressor | 4HP fixed LT | 2244.3838
ZX012 | ZXI15KCE-TFD-647 5HP LT scroll compressor | 5HP fixed LT | 2227.697
ZX013 | ZXI18KCE-TFD-557 6HP LT scroll compressor | 6HP fixed LT | 3078.7273
ZX014 | ZXI21KCE-TFD-557 7.5HP LT scroll compressor | 7.5HP fixed LT | 3187.1919
ZX015 | ZXD61KVE-TFD-557 | Digital 8HP MT | 4515.4667
ZX016 | ZX61KVE-TFD-557 | Fix 8HP MT | 3717
ZX017 | ZXJ25KCE-TFD-5L0 | Digital 8HP LT | 7208.7273
ZX018 | ZXI25KCE-TFD-5L0 | Fix 8HP LT | 4505.4545
ZX019 | ZBD45KQE-TFD-538 | Digital 6HP MT | 3771.2323
ZX020 | ZXJ18KCE-TFD-557 | Digital 6HP LT | 7008.4848
ZX021 | ZXD78KVE-TFD-5L0 | ZXD 10HP | 4660.815
ZX022 | MOTOR-FAN 050-0308-01 (FOR ZX&ZXI) | 050-0308-01 | 272.9598
ZX023 | BLADE-FAN 083-6931-00 (FOR ZX) | 083-6931-00 | 70.7192
ZX024 | FAN MOTOR ASSEMBLY | 550-0727-00 | 776.8025
ZX025 | MOTOR-FAN | 050-0409-00 | 621.442
ZX026 | BLADE-FAN | 083-0174-00 | 144.01
ZX027 | TUBE-PHE ASSM. 528-2962-00 | 528-2962-00 | 728.8235
ZX028 | TUBE-PHE ASSM. 528-2962-01 | 528-2962-01 | 728.8235
ZX029 | TUBE-PHE ASSM. 528-2962-02 | 528-2962-02 | 761.9519
ZX030 | TUBE-PHE ASSM. 528-2962-03 | 528-2962-03 | 795.0802
ZX031 | TUBE-PHE ASSEMBLY | 528-4110-00 | 1380.3476
ZX032 | TUBE-PHE ASSM | 528-4112-00 | 1435.5615
ZX033 | TUBE-PHE ASSM | 528-3919-00 | 1026.9786
ZX034 | CONTROLLER-UNIT WITH SW 543-0225-00 (ZX) | 543-0225-00 | 936.0648
ZX035 | CONTROL-ADJUSTABLE LP 085-7049-02 | 085-7049-02 | 151.4333
ZX036 | CONTROL-HIGH PRESSURE 085-0267-02 | 085-0267-02 | 62.1988
ZX037 | CONTROL-LOW PRESSURE 085-0268-01 | 085-0268-01 | 62.1988
ZX038 | CONTROL-HIGH PRESSURE 085-0267-00 | 085-0267-00 | 62.1988
ZX039 | CONTROLLER-UNIT WITH SW 543-0225-03 (ZXI) | 543-0225-03 | 936.0648
ZX040 | CONTROL-ADJUSTABLE LP 085-7049-03 | 085-7049-03 | 151.4333
ZX041 | CONTROL-LOW PRESSURE (ZXD) | 085-0268-02 | 62.1988
ZX042 | CONTROL-ADJUSTABLE LP | 085-0354-01 | 123.9
ZX043 | CONTROL-HIGH PRESSURE | 085-0267-05 | 62.1988
ZX044 | CONTROLLER-UNIT WITH SW | 543-0225-08 | 936.0648
ZX045 | CONTROLLER-UNIT WITH SW | 543-0225-09 | 936.0648
ZX046 | CONTROLLER-UNIT WITH SW | 543-0225-29 | 936.0648
ZX047 | CONTROLLER-FAN | 085-0305-00 | 260.3152
ZX048 | CONTROL-LOW PRESSURE | 085-0268-05 | 49.759
ZX049 | CONTROL-HIGH PRESSURE | 085-0267-08 | 49.759
ZX050 | CONTROL-ADJUSTABLE LP | 085-0354-00 | 123.9
ZX051 | CONTROLLER-UNIT WITH SW | 543-0225-21 | 936.0648
ZX052 | CONTROLLER-UNIT WITH SW | 543-0225-22 | 936.0648
ZX053 | CONTROLLER-UNIT WITH SW | 543-0355-00 | 1326.9489
ZX054 | CONTROLLER-XCM30D | 543-0343-00 | 1291.5636
ZX055 | VALVE-EXV 010-0104-00 | 010-0104-00 | 149.2771
ZX056 | Coil-EXV 023-0105-00 | 023-0105-00 | 94.9425
ZX057 | SENSOR-AMBIENT 043-0198-00 | 043-0198-00 | 15.8238
ZX058 | SENSOR-COIL 043-0199-00 | 043-0199-00 | 15.8238
ZX059 | THEMISTER DISCHARGE 043-0200-00 | 043-0200-00 | 15.8238
ZX060 | TRANSFORMER-CONTROL 037-0079-00 | 037-0079-00 | 106.8103
ZX061 | POWER CABLE-MOLDED PLUG 529-0060-04 | 529-0060-04 | 74.6386
ZX062 | Coil-EXV 023-0105-01 | 023-0105-01 | 189.8851
ZX063 | THEMISTER DISCHARGE 043-0200-01 | 043-0200-01 | 23.7356
ZX064 | SENSOR-VAPOR OUT 043-0201-00 | 043-0201-00 | 16.5863
ZX065 | SENSOR-VAPOR OUT 043-0201-01 | 043-0201-01 | 16.5863
ZX066 | SENSOR-VAPOR IN 043-0202-00 | 043-0202-00 | 16.5863
ZX067 | SENSOR-VAPOR IN 043-0202-01 | 043-0202-01 | 16.5863
ZX068 | COIL-EXV | 023-0115-00 | 94.9425
ZX069 | VALVE-EXV | 010-0256-00 | 149.2771
ZX070 | TRANSDUCER-LOW PRESSURE | 039-0057-01 | 284.8276
ZX071 | TRANSDUCER-HIGH PRESSURE | 039-0058-00 | 284.8276
ZX072 | COIL-SOLENOID VALVE | 023-0139-00 | 388.4013
ZX073 | VALVE-SOLENOID BODY | 010-0265-00 | 517.8683
ZX074 | ADAPTER-OM3 | 034-0294-00 | 224.4096
ZX075 | COIL-SOLENOID OM3 | 023-0118-00 | 118.6782
ZX076 | OM3 BASE-OIL MANAGEMENT | 010-0266-00 | 716.3845
ZX077 | VALVE BODY | 010-0125-00 | 146.7294
ZX078 | COIL-HOLDING | 023-0112-02 | 94.9425
ZX079 | THERMISTOR DISCHARGE | 043-0239-00 | 15.8238
ZX080 | THERMISTOR DISCHARGE | 043-0200-02 | 15.8238
ZX081 | VALVE-EXV | 010-0273-00 | 149.2771
ZX082 | SENSOR-AMBIENT | 043-0198-01 | 15.8238
ZX083 | COIL-HOLDING | 023-0112-00 | 71.2069
ZX084 | CONTROL-LOW PRESSURE | 085-0268-06 | 37.3193
ZX085 | THERMISTOR DISCHARGE | 043-0200-03 | 11.8678
ZX086 | TRANSDUCER-LOW PRESSURE | 039-0057-02 | 230.5747
ZX087 | PCBA-FAN MOTOR POWER | 143-0077-00 | 481.8333

## Small comp
DATE :28.9.26
ITEM CODE | MODEL | SPECIFICATION | HP | Equalvelant comp | RELAY BOX | capillary tube | use for refrigerator | btu | (RM) | Acc of refrigeration | CU QC MODEL | Cond QC (RM) | WCU COND | WCU COND RM | C/W Condenser sets BCU,TCU | BCU Cond for coldroom (RM)-1 | BCU Cond for showcase(RM)-2 | BCU Cond (RM)-3
#REF! | #REF! | R134 | #REF! | #REF! | #REF! |  |  |  | #REF! | Acc of refrigeration | #REF! | #REF! | #REF! | #REF! | #REF! | #REF! | #REF! | #REF!
#REF! | #REF! | Secop R404 | #REF! | #REF! | #REF! | #REF! | #REF! |  | #REF! | ALL acc filter drier. | #REF! | #REF! | #REF! | #REF! | #REF! | #REF! | #REF! | #REF! | #REF!
SMA019 | SC18CL |  | 0.625 | 0 | c/w relay box | 0.055*63" | 6d s/s |  | 762.2222 |  | CS100 | 1468.9303 | 0 | 0 | 0 | 0 | 0 | 0
SMA020 | SC21CL |  | 0.875 | 0 | c/w relay box | 0.55*5ft | 2glass door frezzer,4d s/s frezzer, 6d s/s |  | 852.4444 |  | CS125 Axial fan | 1658.9866 | 0 | 0 | 0 | 0 | 0 | 0
SMA025.04 | EEI76C13DJH DC MOTOR (3/8hp) | PANASONIC R134A DC MOTOR | 3/8 (0.77amp) | 0 | 0 | 0 | 2door chiller showcase |  | 357.9333 |  | CS050 (15 u) | 1000.3406 | 0 | 0 | 0 | 0 | 0 | 0
SMA026.01 | LX95LHBM 1/3HP LG COMP |  | 1/3HP C/W RUN CAP | QA110/AE4440 | 0 | 0 | counter frezzer 6ft |  | 272.1686 |  | CS033 (10 u) | 868.6627 | 0 | 0 | 0 | 0 | 0 | 0
SMA026.08 | NF21K5131FU 3/8HP R134 LT | SAMSUNG | 3/8HP C/W RUN CAP | 2PCS | 0 | 0 | 0 |  | 333.0222 |  | 0 | 0 | 0 | 0 | 0 | 0 | 0 | 0
SMA026.10 | NF26K5131FZ 3/8HP R134 |  | 3/8 MED TEMP | 3PCS | 0 | 0 | 0 |  | 338.2667 |  | 0 | 0 | 0 | 0 | 0 | 0 | 0 | 0
SMA026.12 | ENV4A5G-L2J 1/2hp inverter |  | 15.3cc variable speed R600 | 1PC | 0 | 0 | 0 |  | 386.6235 |  | 0 | 0 | 0 | 0 | 0 | 0 | 0 | 0
SMA026.13 | NC1MV90ASR |  | 90cc variable speed R134 | 1PC | 0 | 0 | 0 |  | 378.9882 |  | 0 | 0 | 0 | 0 | 0 | 0 | 0 | 0
SMA026.14 | SE30 | GMCC R134a | 1/10hp | [5 empty] | 149.1389 |  | 0 | 0
SMA026.15 | SE40 |  | 1/8hp | [5 empty] | 155.6944 |  | 0 | 0
SMA030.01 | L65CI | DONPER R134A MED & LOW TEMP | 1/6hp | QB66 | 0 | 0.028*4ft | 0 |  | 157.6909 |  | 0 | 0
SMA030.02 | L72CZ1 |  | 1/5hp c/w run cap 3uf | QB73 | 0 | 0.036*4ft | 0 |  | 177.1311 |  | CS025 | 510.8791
SMA030.021 | L76CZ1 |  | 1/4hpc/w run cap 3uf | QB86 | 0 | 0 | 0 |  | 173.5434 |  | CS030 | 608.0072
SMA030.03 | K230CZ1 |  | 1/4hp 230W c/w Start cap | QB91 | 50uf | 0.042*54" | 1.2m counter chiller |  | 196.7927 |  | CS030 | 618.9331
SMA030.05 | KK270CZ1 |  | 1/3hp 270W c/w Start&Run cap | QB110,QA110 | 5uf | 0.042*54" | mini 2door,1.5m counter chiller,1 door display chiller |  | 202.9701 |  | CS033 (10 u) | 712.1833
SMA030.06 | K325CZ1 |  | 3/8hp 325W c/w Start&Run cap | QA125 | 50uf,5uf | 0.042*54" | 1.8m counter chiller,2door piping |  | 232.0919 |  | CS050 (15 u) | 745.7442
SMA030.07 | K375CZ1 1/2hp |  | 1/2hp c/w Start&Run cap | AE2415Y,QA125 | 50uf,5uf | 0.049*54" | 2door chiller showcase,2.1m c.chiller,4d upright |  | 235.6218 |  | CS050 (15 u) | 778.2348
SMA030.08 | K400CZ1 1/2hp(B) |  | 1/2hp(B) C/W Start&Run cap | AE7440 | 50uf,6uf | 0.049*54",0.042*54" piping | 3door chiller showcase,4d s/s upright |  | 257.6838 |  | CS060 (16 u) | 819.575
SMA030.09 | NE2150CK 1/3hp | DONPER R404 LOW TEMP | 1/3hp 600W c/w start&run cap | SC12CL | 0 | 0.042*54" | counter frezzer 6ft |  | 407.2639 |  | CS050 (15 u) | 936.2419
SMA030.10 | NE2170CK 1/2hp |  | 1/2hp 700W c/w start&run cap | SC15CL | 0 | 0.049*54" | 4d s/s upright |  | 421.26 |  | CS060 (16 u) | 944.3916
SMA030.11 | NE2178CK 5/8hp |  | 5/8HP 850W c/w start&run cap | SC18CL | 0 | 0.055*54" | 2d s/s frezzer,4d s/s upright |  | 436.8622 |  | CS075 | 1030.9164
SMA030.12 | NE2180CK 3/4hp |  | 3/4HP 910W c/w start&run cap | SC18CL | 0 | 0.055*54" | 4d s/s frezzer,6d s/s upright |  | 455.0648 |  | CS100 | 1101.8191
SMA030.14 | NCT2195CK 1hp |  | 1HP 1100W c/w start&run cap | WJ2450Z | 0 | 0.049*54"*2 | 2d frezzer glass,6d s/s frezzer |  | 866.3822 |  | CS145 Axial fan | 1687.2333
SMA030.15 | NCT2212CK 1 1/2hp |  | 1 1/2HP1400W c/w start&run cap | AW2464Z | 0 | 0.049*54"*2 | 3d frezzer glass |  | 961.6715 |  | CS170 Axial fan | 1804.5568
SMA030.16 | LZ58CU 1/3HP R290 | DONPER R290 LOW MED TEMP | 1/3hp 275W c/w run cap | QB110 | 3uf | 0.036*76" | 0 |  | 189.6741 |  | CS050 (15 u) | 709.711
SMA030.17 | LZ68CU1 3/8HP R290 |  | 3/8hp 325W c/w run cap | QA125 | 4uf | 0.036*59" | 5ft counter chiller |  | 194.7728 |  | CS050 (15 u) | 722.8768
SMA030.18 | LZ76CU 1/2HP R290 |  | 1/2hp 380W c/w run cap | AE2415Y | 4uf | 0.042*54" | 0 |  | 234.0333 |  | CS060 (16 u) | 774.0503
SMA030.19 | LU83CU 1/2HP R290 |  | 1/2hp 400W c/w start&run cap | AE2415Y | 0 | 0.049*54" | 2door chiller showcase,4d s/s |  | 225.3654 |  | CS060 (16 u) | 767.859
SMA030.20 | KK480CU1 5/8HP R290 |  | 5/8hp 480W c/w run&start cap | AE7440 | 0 | 0.049*54" | 3door chiller showcase,4d s/s |  | 264.116 |  | CS075 | 872.8547
SMA030.21 | KK550CU 3/4HP R290 |  | 3/4hp 550W c/w run&start cap | WJ9460 | 0 | 0.049*54" | 0 |  | 383.4272 |  | CS075 | 958.0769
SMA030.22 | KK650CU 1/2HP BIG R290 |  | 1/2hp 650W c/w run&start cap | SC15CL | 0 | 0.049*54" | 0 |  | 414.0198 |  | CS075 | 979.9287
SMA030.23 | NE2168CU 5/8 R290 |  | 5/8hp 750W c/w run&start cap | SC15CL | 0 | 0.049*54" | 0 |  | 430.3358 |  | CS075 | 991.5831
SMA030.24 | NE2178CU 3/4HP R290 |  | 3/4hp 810W c/w run&start cap | SC18CL | 0 | 0.049*54" | 0 |  | 492.5407 |  | CS100 | 1106.9179
SMA030.25 | NV2180CU 1HP R290 |  | 1hp 900W c/w run&start cap | SC21CL | 0 | 0.049*54"*2 | 2d frezzer,4d s/s frezzer |  | 712.1956 |  | CS125 Axial fan | 1425.9001
SMA030.26 | NV2195CU 1 1/2HP R290 |  | 1 1/2hp 1020W c/w run&start cap | WJ2450Z | 0 | 0.049*54"*2 | 3d frezzer,6door frezzer,2 door 40ice |  | 953.9031 |  | CS170 Axial fan | 1814.026
SMA030.27 | A120CY1 | DONPER R600 | 1/6hp | 0 | 0 | 0 | 0 |  | 144.2222 |  | CS025 | 0
SMA030.28 | S100CY1 |  | 1/5hp | 0 | 0 | 0 | 0 |  | 171.537 |  | CS025 | 0
SMA030.29 | H200CY1/S118CY1 |  | 1/4hp 230W c/w Run cap | 0 | 0 | 0 | 0 |  | 177 |  | CS030 | 0
SMA030.30 | L140CY1 |  | 1/4hp big 270W c/w Run cap | 0 | 0 | 0 | 0 |  | 219.8398 |  | CS033 (10 u) | 0
SMA030.31 | K270CY1 |  | 1/3hp 270W c/w Run cap | 0 | 0 | 0 | 0 |  | 232.646 |  | CS050 (15 u) | 0
SMA030.32 | MPT12LA 3/8hp | CUBIGEL R404 LOW TEMP | 3/8hp 660W c/w start&run cap | SC12CL | 0 | 0 | counter frezzer 6ft |  | 450.1858 |  | CS050 (15 u) | 988.6863
SMA030.34 | MPT16LA 5/8hp |  | 1/2HP big 870W c/w start&run cap | SC18CL | 0 | 0.055*54" | 6d s/s |  | 488.1628 |  | CS075 | 1133.6201
SMA030.35 | MPT18LA 3/4HP |  | 3/4HP 970W c/w start&run cap | SC18CL | 0 | 0.055*54" | 2d frezzer,4d s/s frezzer,6d s/s |  | 538.4296 |  | CS100 | 1267.8932
SMA030.47 | GH16TB 1/2hp med temp | CUBIGEL R134 MED TEMP | 1/2hp cw Start cap | AE2415Y | 0 | 0 | 2door chiller showcase |  | 306.8 |  | CS060 (16 u) | 938.2488
SMA030.48 | GPT18RA 3/4hp med temp |  | 3/4hp cw Start&Run cap | AW4495Y | 0 | 0 | 3door chiller showcase,6door s/s |  | 514.3996 |  | CS075 | 1190.4349
SMA030.66 | NPT16LA 5/8hp R290 | CUBIGEL R290 LOW MED TEMP | 756W | NE2168CU | 0 | 0 | 0 |  | 512.12 |  | CS075 | 1090.6448
SMA030.67 | NPT18LA 3/4hp R290 | [7 empty] | ~ |  |  | 1187.0414
SMA030.68 | NX21FB 7/8hp R290 |  | 907W | NV2180CU | 0 | 0 | 4d s/s frezzer |  | 808.6642 |  | CS075 | 1351.206
SMA030.69 | NX23FB 1hp R290 |  | 1003W | NV2195CU | 0 | 0 | 2door frezzer |  | 885.1457 |  | CS145 Axial fan | 1631.8753
SMA031 | DDD127CV | Horizontal Rotary Highly R404A,R22,R507,R134 Low temp | 7/8hp (2.9amp) | SC21CL,WJ2446Z | 30uf,53-64uf,relay | 0.049*7ft | 2d frezzer,4d s/s frezzer) | 3100btu | 812.0154 | Filter drier,hi-lo switch,solenoid valve | CS125 Axial fan | 1692.6822 | 0 | 0 | 0 | 0 | 0 | 0 | #REF! | HD1-4MD-060330-030450 | DDD127CV
SMA032 | DDL211SX |  | 1.4hp (4.8amp) | AW2464Z,CAJ2464Z | 35uf,88-108uf,relay | 0.055*7ft | 3d frezzer, 6d frezzer | 5100btu | 849.8864 |  | CS170 Axial fan | 1867.3551 | 0 | 0 | 0 | 0 | 0 | 0 | #REF! | HD1-4MD-090330-035450 | DDL211SX,WHP3900DCV
SMA033 | DDH307LV / DBH307LV |  | 2hp (6.65amp) | AW2495Z,ZB21 | 60uf,130-156uf,relay 1.5M*0.036 | 2*0.055*6ft | 3d frezzer glass | 6650btu (1.5m*0.036)0.031 | 959.3939 |  | CS200 | 2648.7905 | 0 | 0 | 0 | 0 | 0 | 0 | #REF! | HD1-4MD-065330-017450 | DSD063SV
SMA034 | DDH356LV / DBH356LV |  | 2.5hp (8.1amp) | AW2495Z | 60uf,130-156uf,relay 1M*0.036 | 0 | 0 | 7630btu (1m*0.0.36)0.031 | 1029.7917 |  | CU - 36 QC | 2934.287 | 0 | 0 | 0 | 0 | 0 | 0 | #REF! | HD1-4MD-065330-025450 | DSD096SV,DSD113SV,DSD145XV
SMA035 | DBH488LC-3ph |  | 3HP-3ph (4.95amp) | AW2510Z,ZB21 | (vertical & horizontal) 1M*0.039 | 0 | 0 | 10150btu (1.5m*0.042)0.039 | 1654.3466 |  | CU - 50 QC | 4170.4295 | 0 | 0 | 0 | 0 | 0 | 0 | #REF! | HD1-3DD-115330-050450 | WHP05180DCV,WHP07140DCV
SMA035.1 | DSD063SV |  | 1/2 (1.8amp) | SC15CL,CAE2420Z | 17uf,66-77uf,relay | 0 | 2door frezzer | 0 | 331.2834 |  | 0 | 0 | 0 | 0 | 0 | 0 | 0 | 0
SMA035.2 | DSD096SV | Vertical Rotary Highly R404A,R22,R507,R134 Low temp C/W RELAY BOX | 5/8 (2.5amp) | SC18CL,CAE2425Z | 25uf,66-77uf,relay | 0 | 1 glass d frezzer | 1815btu | 482.2538 |  | CS100 | 1542.012 | 0 | 0 | BCU - 10 | 1793.0024 | ~ | ~ | #REF!
SMA035.3 | DSD113SV |  | 7/8 (2.9amp) | SC18CL,CAJ2432Z | 25uf,66-77uf,relay | 0 | 4d s/s frezzer | 2130btu | 572.5129 |  | CS125 Axial fan | 1635.218 | 0 | 0 | BCU - 15 | 1999.9609 | ~ | ~ | #REF!
SMA036 | DSD145XV |  | 1hp (4amp) | WJ2450Z,CAJ2446Z | 25uf,66-77uf,relay | 0.049*7ft | 2 glass d frezzer | 2900btu | 715.0793 | Filter drier,sight glass,hand valve,solenoid valve,hi-lo control,airmender oil separator | CU - 15 QC | 2587.1418 | 0 | 0 | BCU - 15 | 2746.667 | ~ | ~ | #REF!
SMA037 | DSL193SV |  | 1.3hp (5.2amp) DSL193 | AW2464Z,CAJ2464Z | 30uf,72-86uf,relay | 0.055*7ft | 6door frezzer,2 door 40ice | 3900btu | 833.2851 |  | CU - 22 QC | 2878.7775 | 0 | 0 | BCU - 22 | 3137.6108 | ~ | ~ | #REF!
SMA038 | DSH254LV |  | 1.5hp (6.65amp) DSH254 | AW2464Z,CAJ2464Z | 50uf,108-130uf,relay,2M*0.031 | 2m*0.036 (0.031) | 3d frezzer,6door frezzer,2 door 40ice | 5260btu | 918.9732 |  | CU - 22 QC | 2965.4209 | 0 | 0 | BCU - 22 | 3227.0047 | ~ | ~ | #REF!
SMA039 | DSH356LV-C8LU |  | 2hp (9amp) DSH356 1ph | AW2495Z | 50uf,108-130uf,relay,1M*0.031 | 1m*0.036 (0.031) | 0 | 7800btu | 1052.8409 |  | CU - 32 QC | 3093.3974 | 0 | 0 | BCU - 36 | 3713.918 | 3614.6711 | 3564.6711 | #REF!
SMA040 | DTH488LV-C9EU (1PH) |  | 3hp (11.8amp) 1ph | AW2510Z,ZB21 | 60uf,130-156uf,relay,1.5M*0.039 | 1.5m*0.042 (0.039) | 0 | 11300btu | 1325.193 |  | CU - 40 QC | 3636.4863 | 0 | 0 | BCU - 40 | 4169.2554 | 4070.0085 | 4020.0085 | #REF!
SMA040.1 | DTH488LC3-3ph |  | 3hp (5.1amp) | AW2510Z,ZB21 | 1.5m*0.042 (0.039) | 1.5m*0.042 (0.039) | 0 | 11300btu | 1243.6932 |  | CU - 40 QC | 3108.5953 | 0 | 0 | BCU - 40 | 3673.5706 | 3525.3591 | 3475.3591 | #REF!
SMA040.2 | DTE590LC3-3ph |  | 4hp (6.2amp) | ZB38 | 0.8m*0.042 (0.039) | 0.8m*0.042 (0.039) | 0 | 15800btu | 1416.3352 |  | CU - 64B QC | 4597.1462 | 0 | 0 | BCU - 50 | 4765.2282 | 4660.2903 | 4567.0167 | #REF!
SMA040.3 | DTE752LC3-3ph |  | 5hp (8amp) | ZB45 | 1.2m*0.049 (0.047) | 1.2m*0.049 (0.047) | 0 | 22100btu | 1680.6446 |  | CU - 72B QC | 5334.796 | 0 | 0 | BCU - 64 | 6014.5884 | 5909.6505 | 5816.3768 | #REF!
SMA041 | DTE911LC3 |  | 6.5hp (9.8amp) | ZB48/WHP19460 | 2m*0.059 | 2m*0.059 | 0 | 24500btu | 1819.8217 |  | CU - 90 QC | 6025.1675 | 0 | 0 | BCU - 72 | 6524.7565 | 6419.8187 | 6326.545 | #REF!
SMA041.2 | WHP02700RCV | Rotary Highly R22 | 3./4 (3.2amp) | 0 | 17uf450vac(3.2amp) | 0 | 0 | 12.2 | 351.8148 |  | CS125 Axial fan | 1115.8588 | WCU-1HP | 1255.6762 | BCU - 10 | 1279.5041 | 0 | 0 | #REF!
SMA041.3 | SG167UV |  | 1HP (4.35amp) | 0 | 30uf450vac(4.35amp) | 0 | 0 | 16.7 | 382.4074 |  | CU - 15 QC | 1749.5846 | WCU-1HP | 1674.0827 | BCU - 10 | 1697.9106 | ~ | ~ | #REF!
SMA041.4 | SG184SV |  | 1.25HP (4.6amp) | 0 | 35uf450vac(4.6amp) | 0 | 0 | 18.4 | 397.7037 |  | CU - 15 QC | 1763.7043 | WCU-1.5HP | 1883.3662 | BCU - 15 | 1897.0886 | ~ | ~
SMA041.7 | WHP09800RCV |  | 2.5HP (11amp) | 44.6LRA(11.1a) | 50uf (11.1amp) | 0 | 0 | 44.6 | 691.8632 |  | CU - 36 QC | 2489.5938 | WCU-3HP | 2809.9689 | BCU - 36 | 2916.1552 | ~ | ~ | #REF!
SMA042.5 | TE800RC3Q9JK |  | 5 | 0 | 0 | 0 | 0 | 0 | 1333.3333 |  | CU - 72 QC | 4642.0078 | 0 | 0 | 0 | 0 | 0 | 0 | #REF!
SMA050 | QYGL-C139Y R404 compressor | Gree horizontal comp R404A c/w filter,relay box -40c | 1 | 0 | 0 | 0 | 2d frezzer,4d s/s frezzer) | 0 | 586.46 |  | 0 | 0 | 0 | 0 | 0 | 0 | 0 | 0 | #REF!
SMA057 | QX-16A030 GREE | Rotary compressor R22 | 1 | 0 | 30uf | 0 | 0 | 40 | 300 | ALL acc filter drier,sight glass,hand valve,hi-lo. | CU - 15 QC | 1673.5162 | WCU-1HP | 1595.5994 | 0 | 1744.8464 | ~ | ~ | #REF!
SMA058 | 44R213C RECHI |  | 1 | 0 | 30uf | 0 | 0 | 40 | 300 |  | CU - 15 QC | 1673.5162 | WCU-1HP | 1595.5994 | 0 | 1744.8464 | ~ | ~ | #REF!
SMA060.2 | PH371X3CS GMCC |  | 2.5 | 0 | 50uf | 0 | 0 | 0 | 666.6667 |  | CU - 40 QC | 2767.2928 | WCU-3HP | 3571.8069 | 0 | 0 | 0 | 0 | #REF!
SMA060.3 | HSM165V3UDZA | GMCC rotary compressor R22 | 1 | 2855W | 30uf | 0 | 0 | 0 | 313.9766 |  | CU - 15 QC | 1671.9265 | WCU-1HP | 1842.8895 | 0 | 0 | 0 | 0 | #REF!
SMA060.4 | HSM215V3UDZ |  | 1.5 | 3715W | 35uf | 0 | 0 | 0 | 330.4 |  | CU - 22 QC | 1845.7754 | WCU-1.5HP | 1793.0452 | 0 | 0 | 0 | 0 | #REF!
SMA062 | PH310M2CS-4KTH |  | 2 | 5470W | 40uf | 0 | 0 | 0 | 448.0424 |  | CU - 32 QC | 2007.4308 | WCU-2HP | 2089.2321 | 0 | 0 | 0 | 0 | #REF!
SMA066 | PH420G2CS-4KU1 |  | 2.5 | 7420W | 50uf | 0 | 0 | 0 | 604.899 |  | CU - 36 QC | 2528.3388 | WCU-3HP | 2849.9439 | 0 | 0 | 0 | 0
SMA068 | PH480X3CS-4MU1 |  | 3 | 8600W | 55uf | 0 | 0 | 0 | 740.6628 |  | CU - 40 QC | 2801.4125 | WCU-3HP | 2991.9809 | 0 | 0 | 0 | 0
0 | PA108M1C | GMCC rotary compressor R410A | 0.75 | 8769btu | 0 | 0 | 0 | 0 | 329.6352 |  | 0 | 0 | 0 | 0 | 0 | 0 | 0 | 0
SMA069 | PA140GIC |  | 1 | 11601btu | 0 | 0 | 0 | 0 | 317.3981 |  | 0 | 0 | 0 | 0 | 0 | 0 | 0 | 0
#REF! | PA145GIC |  | 1 | 12232btu | 0 | 0 | 0 | 0 | 389.2907 |  | 0 | 0 | 0 | 0 | 0 | 0 | 0 | 0
0 | PA190G2C |  | 1.5 | 18630btu | 0 | 0 | 0 | 0 | 484.1278 |  | 0 | 0 | 0 | 0 | 0 | 0 | 0 | 0
SMA071 | PA215M2C |  | 1.5 | 18067btu | 0 | 0 | 0 | 0 | 474.1852 |  | 0 | 0 | 0 | 0 | 0 | 0 | 0 | 0
SMA072 | PA270G2C |  | 2 | 23304btu | 0 | 0 | 0 | 0 | 604.2037 |  | 0 | 0 | 0 | 0 | 0 | 0 | 0 | 0
0 | PA290G2C |  | 2.5 | 24805btu | 0 | 0 | 0 | 0 | 636.3259 |  | 0 | 0 | 0 | 0 | 0 | 0 | 0 | 0
0 | PA330X3CS |  | 3 | 27944btu | 0 | 0 | 0 | 0 | 715.8667 |  | 0 | 0 | 0 | 0 | 0 | 0 | 0 | 0
Prices are subjet to change without prior notice.Price can be negotiate with more quantity order.
HB- High back pressure (EVAPORATING 7C) MB- Medium back pressure (-10C) LB- Low back pressure (-25C)

## WELZER
DATE :28.9.26
ITEM CODE | MODEL | EQUAVELANT MODEL | HP | Dealer (RM) CASH -10% | ACC OF REF | CU QC MODEL | Cond QC (RM) | HTC MODEL | HTC cond (RM)
CB001 | B2DES-2(Y) | 2DC-2.2 | 2LT | 2548.7256 | All danfoss acc filter drier,sight glass,hand valve,solenoid valve,hi-lo control,oil pressure gauge ,oil separator,suction accumulator,vibration hose and etc. | CU - 40 QC | 6063.1486 | HTC-4 | 7109.6183
CB002 | B2CES-3(Y) | 2CC-3.2 | 3LT | 2736.7269 |  | CU - 50 QC | 6513.4798 | HTC-4 | 7277.3732
CB003 | B4FES-3(Y) | 4FC-3.2 | 3LT | 3468.2013 |  | CU - 50 QC | 7219.537 | HTC-4 | 7983.4304
CB004 | B4EES-4(Y) | 4EC-4.2 | 4LT | 3527.9979 |  | CU - 64 QC | 8120.0875 | HTC-5 | 8345.2988
CB005 | B4DES-5(Y) | 4DC-5.2 | 5LT | 3589.8926 |  | CU - 72 QC | 8513.4609 | HTC-8 | 9227.6933
CB006 | B4CES-6(Y) | 4CC-6.2 | 6LT | 3653.9978 |  | CU - 90 QC | 8849.1055 | HTC-8 | 9227.6933
CB007 | B4TES-9(Y) | 4TCS-8.2 | 8LT | 5204.5406 |  | CU - 125 QC | 11970.4116 | HTC-10 | 11629.2206
CB008 | B4PES-12(Y) | 4PCS-10.2 | 10LT | 5378.2632 |  | CU - 144 QC | 12894.9195 | HTC-12 | 12130.1649
CB009 | B4NES-14(Y) | 4NCS-12.2 | 12LT | 5617.1744 |  | CU - 160 QC | 13738.9978 | HTC-15 | 12767.8586
CB010 | B4HE-18(Y) | 4H15.2 | 15LT | 7293.9784 |  | CU - 200 QC | 17677.7733 | HTC-20 | 16000.8032
CB011 | B4GE-23(Y) | 4G-20.2 | 20LT | 7878.2895 |  | CU - 250 QC | 21902.8934 | HTC-25 | 18007.8879
CB012 | B6HE-28(Y) | 6H-25.2 | 25LT | 9902.6741 |  | CU - 300 QC | 26016.5419 | HTC-30 | 21863.0683
CB013 | B6GE-34(Y) | 6G-30.2 | 30LT | 9990.0907 |  | CU - 350 QC | 28208.2956 | HTC-35 | 22975.8608
CB014 | B6FE-44(Y) | 6F-40.2 | 40LT | 10549.0969 |  | CU - 400 QC | 30765.5836 | HTC-50 | 26233.7121
CB015 | B4FES-5(Y) | 4FC-5.2 | 5MT | 3469.6937 |  | CU - 72 QC | 8461.4356 | HTC-8 | 9175.668
CB016 | B4EES-6(Y) | 4EC-6.2 | 6MT | 3585.1122 |  | CU - 90 QC | 8900.069 | HTC-8 | 9278.6568
CB017 | B4DES-7(Y) | 4DC-7.2 | 7MT | 3585.1122 |  | CU - 100 QC | 9178.3777 | HTC-10 | 9636.9941
CB018 | B4CES-9(Y) | 4CC-9.2 | 9MT | 3807.62 |  | CU - 125 QC | 10723.9286 | HTC-12 | 10651.7448
CB019 | B4VES-10(Y) | 4VCS-10.2 | 10MT | 5354.4656 |  | CU - 144 QC | 12873.6847 | HTC-12 | 12108.9301
CB020 | B4TES-12(Y) | 4TCS-12.2 | 12MT | 5570.3441 |  | CU - 160 QC | 13579.0872 | HTC-15 | 12607.948
CB021 | B4PES-15(Y) | 4PCS-15.2 | 15MT | 5915.4096 |  | CU - 200 QC | 15453.1665 | HTC-20 | 13776.1963
CB022 | B4NES-20(Y) | 4NCS-20.2 | 20MT | 6229.6658 |  | CU - 250 QC | 19366.1227 | HTC-25 | 15471.1171
CB023 | B4HE-25(Y) | 4H-25.2 | 25MT | 7857.5855 |  | CU - 300 QC | 23097.8163 | HTC-30 | 18944.3427
CB024 | B4GE-30(Y) | 4G-30.2 | 30MT | 8173.8956 |  | CU - 350 QC | 26004.5973 | HTC-35 | 20772.1625
CB024.1 | B6HE-35(Y) | 6H-35.2 | 35MT | 10043.0008 |  | CU - 400 QC | 29775.1269 | HTC-40 | 23420.0017
CB025 | B6GE-40(Y) | 6G-40.2 | 40MT | 10043.0008 |  | CU - 500 QC | 33613.7207 | HTC-50 | 25766.5464
CB025.2 | B6FE-50(Y) | 6F-50.2 | 50MT | 10158.0226 |  | CU - 500 QC | 33719.8947 | HTC-55 | 27322.7204
CB025.1 | BS6H-20.2(Y) | S6H-20.2 | 2stage 20LT | 12458.4597 |  | CU - 250 QC | 27746.3954 | HTC-25 | 23851.3898
CB025.3 | BS6G-25.2(Y) | S6G-25.2 | 2stage 25LT | 13654.687 |  | CU - 300 QC | 30372.3317 | HTC-30 | 26218.8581
CB026 | BS6F-30.2(Y) | S6F-30.2 | 2stage 30LT | 14125.5382 |  | CU - 350 QC | 31956.1827 | HTC-35 | 26723.7478
LT - LOW TEMP , MT - MEDIUM TEMP , LT-2 - LOW TEMP 2 STAGE
ACCESSORIES : , CH - CRANKCASE HEATER,COMPRESSOR RELAY

## FLAKE ICE
DATE :28.9.26
ITEM CODE | MODEL | BRAND | TON | Cooling capacity(kw/h) | (RM) | Rotary cond unit | highly complete set c/w bin | highly Complete set w/o bin | copeland scroll | copeland complete set c/w bin | copeland Complete set w/o bin | WELZER Cond unit | complete set c/w bin | Complete set w/o bin | Picture
FLA001.1 | F0.3T | FLAKE ICE MACHINE CW SALT PUMP,WATER PUMP,SPEED REDUCER C/W MOTOR (GONGJI),FULL ICE SENSOR warrantly 1years | RCX1034,TS-02 | 1.9 | 5131.815 | PH310M2CS-4KTH | 11299.8385 | 10553.7942 | ZB15 cw cu32qc | 13956.4804 | 12033.9722
FLA001 | F0.5T |  | RCX2434,3134(TX2-3,TS2-4) | 3.2 | 6155.6183 | DTH488LC3-3ph | 14614.3349 | 11508.7449 | ZB21 cw cu40qc | 16480.232 | 13374.6419
FLA002 | F1T |  | RCX4734(TX2-5,TS2-6) | 6.5 | 10145.831 | DTE752LC3-3ph | 23188.8615 | 19537.178 | ZB45 cw cu72bqc | 25553.5208 | 21153.9348 | B4DES5Y cw cu72bqc | 26632.4152 | 22232.8292
FLA003 | F1.5T |  | TGES5 | 9.8 | 11293.0548 | C-SCN603H8T cw cu125Bqc | 29979.7056 | 25580.1197 | ZFI36 cw cu125Bqc | 32851.1211 | 28451.5351 | B4TES9Y cw cu125qc | 33516.305 | 29116.7191
FLA004 | F2T |  | TGES7.5,SCX0857 | 13 | 16599.4299 | C-SCN903H8T cw cu144Bqc | 38466.3086 | 33915.0129 | ZFI50 cw cu144Bqc | 41296.222 | 38168.9339 | B4PES12Y cw cu144qc | 41343.4819 | 36792.1861
FLA005 | F3T |  | 2*TGES5 | 19.5 | 20273.0742 | 1TON CSBN453 cw cu72Bqc | 24276.5111 | 19876.9252 | ZFI59 cw cu160qc |  | 45101.2644 | B4nes14Y c/w cu160qc | ~ | 41221.764
FLA006 | F4T |  | 2*TGES5 | 26 | ~ |  |  |  | ZFI68 cw cu200qc |  | 57309.0641 | B4HE18Y c/w cu200qc | ~ | 56731.9101
FLA007 | F5T |  | 2*SCX0857,2*TGES7.5 | 32.5 | 31294.0072 |  |  |  | ZFI122 cw cu300qc |  | 75707.1766 | B6GE34Y c/w cu300qc | ~ | 69666.7578
FLA008 | F6T |  | 3*TGES5 | 39 | 32654.6162 |  |  |  | ZFI122 cw cu300qc |  | 77169.8231 | B6GE34Y c/w cu300qc | ~ | 71129.4043
FLA009 | F8T |  | 0 | 0 | 53063.7513 | [6 empty] | SW3L 3000 | 0 | 107401.7924
FLA010 | F10T |  | 0 | 0 | 57145.5784 | [6 empty] | SW3L 4000 | 0 | 135974.2798
FLA011 | F12T |  | 0 | 0 | 61227.4054 | [6 empty] | SW3L 5000 | 0 | 157083.0234
FLA010.01 | F15T |  | 0 | 0 | 72112.2775 |  | 800 |  |  |  |  | SW3L 6000 | 0 | 172770.384
FLA010.02 | F20T |  | 0 | 0 | 77554.7135 |  | 1200
FLA010.05 | STF0.5T | INSIDE 304 STAINLESS STEEL FLAKE ICE MACHINE CW SALT PUMP,WATER PUMP,SPEED REDUCER C/W MOTOR (GONGJI),FULL ICE SENSOR warrantly 1years | RCX2434,3134(TX2-3,TS2-4) | 3.2 | 7126.9996 |  | 1750
FLA010.06 | STF1T |  | RCX4734(TX2-5,TS2-6) | 6.5 | 11837.2984 |  | 2100
FLA010.07 | STF1.5T |  | TGES5 | 9.8 | 14368.0311 |  | 2900
FLA010.08 | STF2T |  | TGES7.5,SCX0857 | 13 | 19157.3748 |  | 3000
FLA010.09 | STF3T |  | 2*TGES5 | 19.5 | 22899.0496 |  | 5500
FLA010.10 | STF4T |  | 2*TGES5 | 26 | ~
FLA010.11 | STF5T |  | 2*SCX0857,2*TGES7.5 | 32.5 | 32382.4944
FLA010.12 | STF6T |  | 3*TGES5 | 39 | 34367.9757
FLA010.13 | STF1T-316 | fully 316 s/steel | 0 | 0 | 16327.3081
FLA024.1 | ICE BIN 600P (0.3ton machine) | Ice storage bin | 03ton | 1060h*760l*800w(42"*30"*31.5") | 2307.0098
FLA025 | ICE BIN 2000P (0.5~1ton machine) |  | 0.5ton-1ton | 1170h * 1220l * 920w (47"*48"*36") | 3726.7081
FLA027 | ICE BIN 2500P (1.5ton~2ton machine) |  | 1.5-2ton | 1100h * 1500l * 1126w (43"*59"*44") | 5279.5031
SB031 | 0.3T~1T Flake ice control panel (DOL) cw plc | Control panel c/w rccb all scneider | 0.3-1T | 0 | 1075.4922
SB032 | 1.5T~3T Flake ice control panel (DOL) cw plc |  | 1.5-3T | 0 | 1267.6542
SB032.1 | 4T~6T Flake ice control panel (p.winding) cw plc |  | 4-6T | 0 | 2203.6402
SB033 | 0.5T-1T Flake ice control panel (DOL) |  | 0.5-1T | 0 | 1578.0629
SB034 | 1.5T-3T Flake ice control panel (DOL) |  | 1.5-3T | 0 | 1896.9561
SB035 | 2T~4T Flake ice control panel (PART WINDING) |  | 2-4T | 0 | 2658.5904
SB036 | 5T~6T Flake ice control panel (PART WINDING) |  | 5-6T | 0 | 3014.8053
SB037 | 10T Flake ice control panel (PART WINDING) |  | 8-10T | 0 | 3630.1899
SB038 | PLC CONTROL |  | 0 | 0 | 839.6595
FLA028 | PLC CONTROL BOARD 3PH |  |  |  | 365.7695
FLA029 | PLC CONTROL BOARD 1PH |  |  |  | 345.0656
FLA033 | ICE SHOVEL SMALL (66CM*20CM) |  | 0.3-0.5 | 0 | 86.5129
FLA034 | ICE SHOVEL MEDIUM (96CM*26CM) |  | 1~3 | 0 | 115.3505
FLA034.1 | ICE SHOVEL MEDIUM (112CM*35CM) |  | 4~10 | 0 | 145.3416
FLA035 | Water pump motor 2WATTS | newton | 0 | 0 | 104.0373
FLA036 | Water pump motor 6WATTS | newton | 0 | 0 | 163.0435
FLA037 | Water pump motor 9WATTS | NEWTON | 0.5T-1T | 9W | 209.6273
FLA038 | Water pump motor 14WATTS | NEWTON | 0.5T-1.5T | 14W | 285.7143
FLA038.1 | 0.12kw water pump short shaft (1T-3T) |  | 2T-3T | 0 | 854.0373
FLA038.2 | 0.12kw water pump long shaft (4T-6T) |  | 4T-6T | 0 | 948.9303
FLA039 | DOB-20 | DOB WATER PUMP | 0.5T-3T (140mm) | 20W | 265.2692
FLA040 | TC-8180 |  | 4T (180mm) | 90W | 433.4886
FLA041 | TC-4180 |  | 5T-8T (180mm) | 180W | 672.8778
FLA042 | TC-2180 |  | 10T-12T (195mm) | 370W | 879.9172
FLA043 | IWAKI PUMP (ES-B11VC-230N1) | IWAKI | 0.5-40T | 0 | 1500
FLA043.1 | IWAKI FOOT VALVE |  | 0 | 0 | 254.5455
FLA043.2 | IWAKI HOSE (PER METER) |  | 0 | 0 | 13.6
FLA043.3 | SALT WATER PUMP YG01TPH12XX | 0.3-0.5TON |  |  | 417.5583
FLA044 | SALT WATER PUMP FS101TPH 120X | 1-10TON | 0 | 0 | 521.9479
FLA045 | FLOAT VALVE (SMALL) |  | 0 | 0 | 31.0559
FLA046 | FLOAT VALVE (BIG) |  | 0 | 0 | 77.6398
FLA047 | MF-5KP2 | RIKO Infrared switch | Versatile | 0 | 161.7495
FLA047.1 | WEIG INFRARED SWITCH | Infrared switch | 0 | 0 | 107.833
FLA048 | RF-0H21DS | FINE Water level switch | Versatile | 0 | 26.6391
FLA049 | 6GU600RC c/w 6IK250GU-S3FT motor | GONGJI Speed reducer | 300kgs | 0 | 1168.247
FLA053.1 | TKVWEQ60-800 |  | 0.5T | 0.25KW | 1725.3278
FLA054 | TKVWEQ70*40-600-800 |  | 1T-1.5T | 0.25KW(11MM) | 1914.5189
FLA055 | TKVWEQ80*50-800 |  | 2T-3T | 0.37KW | 2929.4876
FLA056 | TKVWEQ100*60-800 |  | 4T-6T | 0.55KW | 4745.2464
FLA057 | TKVWEQ100*60-600 |  | 4T-6T | 0.55KW | 4745.2464
FLA057.1 | TKVWEQM120*70-800R |  | 8-10ton | 0 | 7734.2281
FLA057.2 | TKVWEQM135*80-800R |  | 0 | 0 | 10113.9906
FLA058.2 | 0.25KW (SMALL FLANGE 3PH) |  | 0.5T | 0 | 600
FLA059 | 0.25KW (63) |  | 0.5T-1.5T | 0.25KW (63) 11mm*23mm | 450
FLA060 | 0.25KW (71) |  | 0.5-1T | 0.25KW (71) 14mm*30mm | 516.6667
FLA060.1 | 0.25KW (71) |  | 0.5T-2T | 0.25KW (71) 11mm*30mm | 666.6667
FLA061 | 0.37KW (71) |  | 0.5T-3T | 0.37KW (71) 14mm*30mm | 566.6667
FLA062 | 0.55KW (71) |  | 4T-6T | 0.55KW (71) 14mm*30mm | 633.3333
FLA063 | 0.75KW (80) |  | 8T-20T | 0.75KW | 713.3333
FLA063.1 | 0.3TON ICE SCRAPER | Full set of Ice scraper with axle pin, bearing, oil seal | 60*220 | 0 | 730.7271
FLA064 | 0.5TON ICE SCRAPER |  | 60*220 (60*270) | 0 | 1169.1633
FLA065 | 1TON ICE SCRAPER |  | 70*320 | 0 | 1385.4585
FLA066 | 1.5TON ICE SCRAPER |  | 70*420 | 0 | 1718.6701
FLA067 | 2TON ICE SCRAPER |  | 70*520 | 0 | 1826.8177
FLA068 | 2TON big ICE SCRAPER |  | 70*470 | 0 | 1987.5776
FLA069 | 3TON ICE SCRAPER |  | 80*635 | 0 | 2192.1812
FLA070 | 4TON ICE SCRAPER |  | 80mm*635mm | 0 | 2630.6175
FLA071 | 5TON ICE SCRAPER |  | 80*740 | 0 | 2776.7629
FLA072 | 6TON ICE SCRAPER |  | 80*790 | 0 | 3361.3445
FLA073 | 8TON ICE SCRAPER |  | 80*880 | 0 | 3653.6354
FLA074 | 10TON ICE SCRAPER |  | 95*1020 | 0 | 5115.0895
FLA075 | BEARING SET 25X38 (0.3-0.5TON) | BEARING SET 1PAIR | 0.3T-0.5T | 5204*12mm | 584.5817
FLA076 | BEARING SET 30X48 (1-6TON) old model |  | 1T-6T | 5204RZ*12mm | 730.7271
FLA077 | BEARING SET 30X50 (1-10TON) new model |  | 8T-15T | 5204RZ*16mm | 730.7271
FLA078 | 0.3TON FLAKE ICE SHAFT | Shaft c/w bearing wo ice scraper |  |  | 0
FLA079 | 0.5TON FLAKE ICE SHAFT |  |  |  | 818.4143
FLA080 | 1TON FLAKE ICE SHAFT |  |  |  | 1198.3924
FLA081 | 1.5TON FLAKE ICE SHAFT |  |  |  | 1388.3814
FLA082 | 2TON FLAKE ICE SHAFT |  |  |  | 2162.9521
FLA083 | 3TON FLAKE ICE SHAFT |  |  |  | 2279.8685
FLA084 | 4TON FLAKE ICE SHAFT |  |  |  | 0
FLA085 | 5TON FLAKE ICE SHAFT |  |  |  | 0
FLA086 | 6TON FLAKE ICE SHAFT |  |  |  | 0
FLA087 | EXTERNAL UPPER BEARING SET (0.3-1.5TON) | EXTERNAL BEARING SET UPPER AND BOTTOM |  |  | 0
FLA088 | EXTERNAL BOTTOM BEARING SET (0.3-1.5TON) |  |  |  | 0
FLA089 | EXTERNAL UPPER BEARING SET (2-6TON) |  |  |  | 0
FLA090 | EXTERNAL BOTTOM BEARING SET (2-6TON) |  |  |  | 0
*The ice flaker evaporator include ice making cylinder, heavy-duty motor gear and
reducer, screw scraper, water pump, S.S. water tank and S.S. supporting frame, infrared
bin full sensor, without electrical control panel.
*Warranty period 1year base on spare parts only
*PLEASE EMAIL OR FAX OVER THE BANK IN SLIP
BANK ACC :HONG LEONG BANK BHD 36600016285 , PUBLIC BANK BHD 3119617816
BENEFICIARY :WELLER AIR-COND PARTS ENTERPRICE SDN BHD
COMPUTER PRINT GENERATE ONLY

## BITZER
ITEM CODE | ITEM CODE | ITEM CODE | BRAND | Accessories | HP | BTU AT 0C to -25C | Germany Bitzer (RM) | ACC OF REF | CU QC MODEL | Cond QC (RM) | HTC MODEL | HTC cond (RM)
0 | 2HES-1(Y) | 2HC-1.2 | GUANRANTEE ORIGINAL BITZER SEMI-HERMERTIC COMPRESSOR | CH | 1.5 LT | 4900btu | 0 | All danfoss acc filter drier,sight glass,hand valve,solenoid valve,hi-lo control,oil pressure gauge ,oil separator,suction accumulator,vibration hose and etc. | CU - 22 QC | 0 | 0 | 0
0 | 2HES-2(Y) | 2HC-2.2 |  | CH | 2 MT | 14100btu | 0 |  | CU - 32 QC | 0 | HTC-3 | 0
0 | 2GES-2(Y) | 2GC-2.2 |  | CH | 2 LT | 5870btu | 0 |  | CU - 32 QC | 8585.5463 | HTC-3 | 9729.401
0 | 2FES-2(Y) | 2FC-2.2 |  | CH | 2 LT | 7030btu | 4964.9351 |  | CU - 36 QC | 8954.2866 | HTC-3 | 9940.8296
0 | 2FES-3(Y) | 2FC-3.2 |  | CH | 3 MT | 20100btu | 5174.026 |  | CU - 40 QC | 9310.0216 | HTC-3 | 10170.8296
0 | 2EES-2(Y) | 2EC-2.2 |  | CH | 2 LT | 8157btu | 6922.0779 |  | CU - 40 QC | 11232.8788 | HTC-3 | 12093.6867
0 | 2EES-3(Y) | 2EC-3.2 |  | CH | 3 MT | 23891btu | 7459.7403 |  | CU - 50 QC | 12086.6996 | HTC-3 | 12685.1153
BIT001 | 2DES-2(Y) | 2DC-2.2 |  | CH | 2 LT | 9078btu | 7198.7013 |  | CU - 40 QC | 11537.1645 | HTC-4 | 12508.8863
BIT002 | 2DES-3(Y) | 2DC-3.2 |  | CH | 3 MT | 28600btu | 7496.1039 |  | CU - 50 QC | 12126.6996 | HTC-4 | 12836.0292
BIT003 | 2CES-3(Y) | 2CC-3.2 |  | CH | 3 LT | 11399btu | 7497.4026 |  | CU - 50 QC | 12128.1281 | HTC-4 | 12837.4578
BIT004 | 2CES-4(Y) | 2CC-4.2 |  | CH | 4 MT | 35119btu | 7771.4286 |  | CU - 64 QC | 13040.6755 | HTC-5 | 13249.8003
BIT005 | 4FES-3(Y) | 4FC-3.2 |  | CH | 3 LT | 12867btu | 8016.8831 |  | CU - 50 QC | 12699.5567 | HTC-5 | 13519.8003
BIT006 | 4FES-5(Y) | 4FC-5.2 |  | CH | 5 MT | 40682btu | 8931.1688 |  | CU - 72 QC | 14684.3647 | HTC-8 | 15347.5804
BIT007 | 4EES-4(Y) | 4EC-4.2 |  | CH | 4 LT | 16006btu | 8287.013 |  | CU - 64 QC | 13833.8234 | HTC-5 | 14042.9481
BIT008 | 4EES-6(Y) | 4EC-6.2 |  | CH | 6 MT | 52000btu | 9496.1039 |  | CU - 90 QC | 15617.4632 | HTC-8 | 15969.009
BIT009 | 4DES-5(Y) | 4DC-5.2 |  | CH | 5 LT | 19010btu | 10398.7013 |  | CU - 72 QC | 16507.66 | HTC-8 | 17170.8758
BIT010 | 4DES-7(Y) | 4DC-7.2 |  | CH | 7 MT | 60853btu | 10923.3766 |  | CU - 100 QC | 17654.9023 | HTC-10 | 18080.7604
BIT011 | 4CES-6(Y) | 4CC-6.2 |  | CH | 6 LT | 21024btu | 11415.5844 |  | CU - 90 QC | 17937.9014 | HTC-8 | 18289.4472
BIT012 | 4CES-9(Y) | 4CC-9.2 |  | CH | 9 MT | 69000btu | 11859.7403 |  | CU - 125 QC | 19427.5807 | HTC-12 | 19360.5528
BIT012.1 | 4VES-7(Y) | 4VCS-6.2 |  | CH | 6 LT | 24983btu | 13585.7143 |  | CU - 100 QC | 21234.5886 | HTC-10 | 21660.4467
BIT013 | 4VES-10(Y) | 4VCS-10.2 |  | CH | 10 MT | 79864btu | 13332.4675 |  | CU - 144 QC | 22341.797 | HTC-12 | 21631.6677
BIT014 | 4TES-9(Y) | 4TCS-8.2 |  | CH | 8 LT | 30887btu | 13155.8442 |  | CU - 125 QC | 21504.4098 | HTC-12 | 21437.382
BIT015 | 4TES-12(Y) | 4TCS-12.2 |  | CH | 12 MT | 96246btu | 14779.2208 |  | CU - 160 QC | 24568.5241 | HTC-15 | 23666.752
BIT016 | 4PES-12(Y) | 4PCS-10.2 |  | CH | 10 LT | 35870btu | 14262.3377 |  | CU - 144 QC | 23507.5113 | HTC-15 | 23241.0377
BIT017 | 4PES-15(Y) | 4PCS-15.2 |  | CH | 15 MT | 115359btu | 14311.6883 |  | CU - 200 QC | 25704.1167 | HTC-20 | 24146.9301
BIT018 | 4NES-14(Y) | 4NCS-12.2 |  | CH | 12 LT | 41911btu | 15519.4805 |  | CU - 160 QC | 25679.5482 | HTC-20 | 25475.5016
BIT019 | 4NES-20(Y) | 4NCS-20.2 |  | CH | 20 MT | 133960btu | 17688.3117 |  | CU - 250 QC | 32540.1185 | HTC-25 | 28923.3276
BIT020 | 4HE-18(Y) | 4H-15.2 |  | OPSS/CH | 15 LT | 53925btu | 21059.7403 |  | CU - 200 QC | 33412.6881 | HTC-20 | 31855.5016
BIT021 | 4HE-25(Y) | 4H-25.2 |  | OPSS/CH | 25 MT | 174404btu | 24766.2338 |  | CU - 300 QC | 42253.7537 | HTC-30 | 38396.9568
BIT022 | 4GE-23(Y) | 4G-20.2 |  | OPSS/CH | 20 LT | 62628btu | 24480.5195 |  | CU - 250 QC | 40812.1505 | HTC-25 | 37195.3596
BIT023 | 4GE-30(Y) | 4G-30.2 |  | OPSS/CH | 30 MT | 200001btu | 27420.7792 |  | CU - 350 QC | 47542.092 | HTC-35 | 42683.4025
BIT023.1 | 4FE-28(Y) | 6J-22.2 |  | OPSS/CH | 22 LT | 69795btu | 25358.4416 |  | CU - 300 QC | 43802.8019 | HTC-30 | 39946.0049
BIT023.2 | 4FE-35(Y) | 6J-33.2 |  | OPSS/CH | 33 MT | 226281btu | 25841.5584 |  | CU - 400 QC | 47214.5125 | HTC-40 | 41313.3248
BIT024 | 6HE-28(Y) | 6H-25.2 |  | OPSS/CH | 25 LT | 80888btu | 27611.6883 |  | CU - 300 QC | 46281.3733 | HTC-30 | 42424.5764
BIT025 | 6HE-35(Y) | 6H-35.2 |  | OPSS/CH | 35 MT | 262118btu | 36031.1688 |  | CU - 400 QC | 58992.9823 | HTC-40 | 53091.7946
BIT026 | 6GE-34(Y) | 6G-30.2 |  | OPSS/CH | 30 LT | 93857btu | 30949.3506 |  | CU - 350 QC | 51993.419 | HTC-35 | 47134.7295
BIT027 | 6GE-40(Y) | 6G-40.2 |  | OPSS/CH | 40 MT | 300344btu | 36054.5455 |  | CU - 500 QC | 62586.158 | HTC-50 | 55299.4962
BIT028 | 6FE-44(Y) | 6F-40.2 |  | OPSS/CH | 40 LT | 113482btu | 40793.5065 |  | CU - 400 QC | 64720.5198 | HTC-40 | 58819.332
BIT029 | 6FE-50(Y) | 6F-50.2 |  | OPSS/CH | 50 MT | 355293btu | 38885.7143 |  | CU - 500 QC | 65700.4437 | HTC-55 | 59760.2105
BIT029.1 | S4G-12.2Y | 0 |  | OPSS/CH | 0 | 0 | 33211.6883 |  | CU - 160 QC | 46227.2945 | 0 | 0
BIT029.2 | S6J-16.2Y | 0 |  | OPSS/CH | 0 | 0 | 38201.2987 |  | CU - 200 QC | 53069.0058 | 0 | 0
BIT029.3 | S6H-20.2Y | 0 |  | OPSS/CH | 0 | 0 | 39090.9091 |  | CU - 250 QC | 57781.1986 | 0 | 0
BIT029.4 | S6G-25.2Y | S6H-20.2 |  | OPSS/CH | 20 LT | 0 | 43392.2078 |  | CU - 300 QC | 64668.3842 | 0 | 0
BIT030 | S6F-30.2Y GERMANY | S6F-30.2 GERMANY |  | OPSS/CH | 30 LT | 113482btu | 44638.961 |  | CU - 350 QC | 67510.5315 | HTC-35 | 62651.842
LT - LOW TEMP COMPRESSOR , MT - MEDIUM TEMP COMPRESSOR
ACCESSORIES : OPSS - OIL PRESSURE SWITCH , CH - CRANKCASE HEATER

## Heat plate
DATE :28.9.26
ITEM CODE | MODEL | DESCRIPTION | Power(HP) | L*W*T (mm) | Water flow rate M3/H | CONNECTION | Power of pump(kw) | RM | COMPRESSOR MODEL | BRAND | HP | Water chiller with heat plate only(RM)
HEAT001 | EATB15-12 | HEAT PLATE EXCHANGER FOR WATER CHILLER 0.75HP TILL 300HP | 0.3 | 220*76*35 | sub cooler | 1/2",1/2" | ZFI23-36 | ~
HEAT002 | EATB15-16 |  | 0.4 | 220*76*44 | sub cooler | 5/8,5/8 | ZFI23-39 | 370.0775
HEAT003 | EATB15-20 |  | 0.5 | 220*76*51 | sub cooler | 5/8,3/4 | ZFI50-68 | 406.0675
HEAT004 | EATB25-12 |  | 0.75 | 297*124*41 | sub cooler | 5/8,7/8 | Bitzer 2 stage no6,zfi81 | 676.14
HEAT004.01 | EATB25-D-44 |  | 0 | 297*124*116 | sub cooler | 3/4,7/8 | zfi96-140 scx0445 5/8,7/8 | 1515.5625
HEAT004.02 | EATB52-D-16 |  | 0 | 527*112*50 | sub cooler | 30-40HP (3/4",1 1/8") | scx4734 / scx0445 | 1063.6225
HEAT004.03 | EATB52-D-30 |  | 0 | 527*112*83 | sub cooler | 50-60HP (7/8",1 1/8") | scx0645 / scx0545 | 1575.89
HEAT004.04 | EATB52-D-40 |  | 10 | 527*112*106 | sub cooler | 70-80HP (7/8",1 1/8") | scx0857 | 1941.5425
HEAT004.05 | PLATE HEAT BX4THX14 (ZFI23-ZFI36) |  | 0 | 197*75*21 | sub cooler | 3/8*1/2 | ZFI23-39 | 389.6
HEAT004.07 | PLATE HEAT BX4THX20 (ZFI39-ZFI50) |  | 0 | 197*75*28 | sub cooler | 3/8*3/4 | ZFI36-39 | 569.4154
HEAT004.08 | PLATE HEAT BX4THX24 (ZFI59-ZFI68) |  | 0 | 197*75*32 | sub cooler | 3/8*3/4 | ZFI50-68 | 749.2308
HEAT004.09 | PLATE HEAT BX4THX30 (ZFI81) |  | 0 | 197*75*38 | sub cooler | 3/8*3/4 | ZFI81 | 944.0308
HEAT004.10 | PLATE HEAT BX10THX40 (ZFI96-ZFI140) |  | 0 | 287*117*103 | sub cooler | 3/4*3/4 | ZFI96-ZFI140 | 1798.154
HEAT005 | EATB25-24 |  | 2 | 297*124*62 | 0.86 | Freon 5/8,7/8 water 1" | 0.37 | 620.2342
HEAT006 | EATB25-32 |  | 3 | 297*124*81 | 1.28 | Freon 5/8,7/8 water 1" | 0.37 | 747.0711 | JT95GABY1L | Daikin Scroll Comp 3ph | 3 | 12657.1414
HEAT007 | EATB25-42 |  | 4 | 297*124*104 | 1.71 | Freon 5/8,7/8 water 1" | 0.37 | 910.252 | JT125GABY1L |  | 4 | 0
HEAT008 | EATB25-48 |  | 5 | 297*124*119 | 2.14 | Freon 7/8,1 1/8 water 1 1/4" | 0.37 | 970.2747 | JT160GABY1L |  | 5 | 0
HEAT009 | EATB61-26 |  | 6 | 539*125*68 | 2.58 | Freon 7/8,1 1/8 water 1 1/4" | 0.75 | 1122.534 | C-SB453H8A | Sanyo Scroll | 6 | 8506.9027
HEAT010 | EATB61-30 |  | 7 | 539*125*77 | 3 | Freon 7/8,1 1/8 water 1 1/4" | 0.75 | 1234.044 | HLM081T4LC6 | Danfoss Scroll | 7 | 0
HEAT010.1 | EATB61-32 |  | 8 | 539*125*82 | 3.43 | Freon 7/8,1 1/8 water 1 1/4" | 0.75 | 1289.6613 | ZB58KQE-TFD | Copeland scroll | 8 | 0
HEAT011 | EATB61-40 |  | 10 | 539*125*100 | 4.28 | Freon 7/8,1 1/8 water 1 1/4" | 0.75 | 1512.4978 | SM124A4ALB | Danfoss Scroll | 10 | 0
HEAT012 | EATB61-50 |  | 12 | 539*125*124 | 5.14 | Freon 7/8,1 1/8 water 1 1/4" | 0.75 | 1791.0433 | SM147A4ALB |  | 12 | 5974.1974
HEAT013 | EATB85-44 |  | 15 | 564*188*110 | 6.42 | Freon 7/8,1 3/8 water 2" | 1.5 | 2491.3078 | SM185S4CC |  | 15 | 0
HEAT014 | EATB85-58 |  | 20 | 564*188*142 | 8.56 | Freon 7/8,1 3/8 water 2" | 1.5 | 3123.4731 | SY240A4ABB |  | 20 | 0
HEAT015 | EATB85-70 |  | 25 | 564*188*170 | 10.7 | Freon 7/8,1 3/8 water 2" | 2.2 | 3665.6044 | 06EA265 | CARRIER RECOND COMP | 25 | 0
HEAT016 | EATB120-64 |  | 30 | 564*247*164 | 12.86 | Freon 7/8,1 3/8 water 2" | 2.2 | 4664.7891 | 06EA275 |  | 30 | 0
HEAT017 | EATB120-76 |  | 35 | 564*247*194 | 15 | Freon 7/8,1 3/8 water 2" | 4 | 5375.9751 | 06EA199 |  | 35 | 0
HEAT018 | EATB120-86 |  | 40 | 564*247*218 | 17.13 | Freon 7/8,1 3/8 water 2" | 4 | 5966.9322 | 06EA299 |  | 40 | 0
HEAT019 | EATB120-108 |  | 50 | 564*247*272 | 21.14 | Freon 7/8,1 3/8 water 2" | 4 | 7268.8918 | 6F-50.2 | Bitzer recond | 50 | 0
HEAT020 | EATB61-24+24-2M |  | 5+5HP | 539*125*121 | 4.28 | Freon 7/8,1 1/8 water 1 1/4" | 0.75 | 1810.592 |  |  |  | 0
HEAT021 | EATB85-24+24-2M |  | 7.5+7.5HP | 564*188*121 | 6.42 | Freon 7/8,1 3/8 water 2" | 1.5 | 2747.276 |  |  |  | 0
HEAT022 | EATB85-30+30-2M |  | 10+10HP | 564*188*171 | 8.56 | Freon 7/8,1 3/8 water 2" | 1.5 | 3298.4016 |  |  |  | 0
HEAT023 | EATB85-38+38-2M |  | 12.5+12.5HP | 564*188*187 | 10.7 | Freon 7/8,1 3/8 water 2" | 2.2 | 4012.0656 |  |  |  | 0
HEAT024 | EATB85-46+46-2M |  | 15+15HP | 564*188*225 | 12.86 | Freon 7/8,1 3/8 water 2" | 2.2 | 4734.7238 |  |  |  | 0
HEAT025 | EATB25-48-2 |  | 5 | 297*124*119 | 2.14 | Freon 7/8,1 1/8 water 1 1/4" | 0.37 | 917.7778 |  |  |  | 0
HEAT026 | EATB61-26-2 |  | 6 | 539*125*68 | 2.58 | Freon 7/8,1 1/8 water 1 1/4" | 0.75 | 1022.9551 |  |  |  | 0
HEAT027 | EATB61-40-2 |  | 10 | 539*125*100 | 4.28 | Freon 7/8,1 1/8 water 1 1/4" | 0.75 | 1512.4978 |  |  |  | 0
HEAT028 | EATB61-50-2 |  | 12 | 539*125*124 | 5.14 | Freon 7/8,1 1/8 water 1 1/4" | 0.75 | 1791.0433 |  |  |  | 0
HEAT029 | EATB85-44-2 |  | 15 | 564*188*110 | 6.42 | Freon 7/8,1 3/8 water 2" | 1.5 | 2498.7418 |  |  |  | 0
HEAT030 | EATB85-58-2 |  | 20 | 564*188*142 | 8.56 | Freon 7/8,1 3/8 water 2" | 1.5 | 3161.928 |  |  |  | 0
HEAT031 | EATB120-64-2 |  | 30 | 564*247*164 | 12.86 | Freon 7/8,1 3/8 water 2" | 2.2 | 4664.7891 |  |  |  | 0
HEAT031.1 | CB10+10 (2*10HP C.BARREL) | CHILLER BARREL EVAPORATING AT 2C | 10+10HP | 0 | 0 | 0 |  | 6225.2964 |  |  |  | 0
HEAT031.2 | CB12+12 (2*12HP C.BARREL) |  | 12+12HP | 0 | 0 | 0 |  | 6888.7634 |  |  |  | 0
HEAT031.3 | CB15+15 (2*15HP C.BARREL) |  | 15+15HP | 0 | 0 | 0 |  | 8738.0011 |  |  |  | 0
HEAT031.4 | CB20+20 (2*20HP C.BARREL) |  | 20+20HP | 0 | 0 | 0 |  | 10375.4941 |  |  |  | 0
HEAT031.5 | CB25+25 (2*25HP C.BARREL) |  | 25+25HP | 0 | 0 | 0 |  | 13114.0599 |  |  |  | 0
HEAT032 | CB5 (5hp chiller barrel) |  | 5 | 906*180 | 18KW | 0 |  | 2212.7329 | JT160GABY1L | Daikin Scroll Comp 3ph | 5 | #REF!
HEAT032.1 | CB6 (6hp chiller barrel |  | 6 | 986*180 | 0 | 0 |  | 2406.8323 |  |  |  | 0
HEAT033 | CB8 (8hp chiller barrel) |  | 8 | 1086*219 | 28KW | 0 |  | 3137.94 | ZB58KQE-TFD | Copeland scroll | 8 | 0
HEAT034 | CB10 (10hp chiller barrel) |  | 10 | 1206*219 | 35KW | 0 |  | 3623.1884 | SM124A4ALB | Danfoss Scroll | 10 | 0
HEAT035 | CB12 (12hp chiller barrel) |  | 12 | 1406*219 | 0 | 0 |  | 4076.087 |  |  |  | 0
HEAT036 | CB15 (15hp chiller barrel) |  | 15 | 1406*219 | 47KW | 0 |  | 4270.1863 | SM185S4CC |  | 15 | 0
HEAT037 | CB20 (20hp chiller barrel) |  | 20 | 1606*219 | 56KW | 0 |  | 5072.4638 | SY240A4ABB |  | 20 | 17297.0421
HEAT038 | CB25 (25hp chiller barrel) |  | 25 | 1706*219 | 65KW | 0 |  | 5654.7619 | 06EA265 | CARRIER RECOND COMP | 25 | 0
HEAT039 | CB30 (30hp chiller barrel) |  | 30 | 1716*273 | 80KW | 0 |  | 7388.7164 | 06EA275 |  | 30 | 0
HEAT040 | CB35 (35hp chiller barrel) |  | 35 | 1916*273 | 95KW | 0 |  | 8281.5735 |  |  | 35 | 0
HEAT041 | CB40 (40hp chiller barrel) |  | 40 | 1916*273 | 120KW | 0 |  | 10119.0476 | 06EA299 |  | 40 | 0
HEAT042 | CB50 |  | 50 | 0 | 135KW | 0 |  | 10998.9648 | 6F-50.2 | Bitzer recond | 50 | 0
HEAT043 | CB60 |  | 60 | 0 | 155KW | 0 |  | ~ |  |  |  | 0
HEAT043.1 | CB70 |  | 70 | 0 | 0 | 0 |  | ~ |  |  |  | 0
HEAT043.2 | CB80 |  | 80 | 0 | 0 | 0 |  | ~ |  |  |  | 0
HEAT043.3 | CB90 |  | 90 | 0 | 0 | 0 |  | ~ |  |  |  | 0
HEAT043.4 | CB100 |  | 100 | 0 | 0 | 0 |  | ~ |  |  |  | 0
HEAT043.5 | CB110 |  | 110 | 0 | 0 | 0 |  | ~ |  |  |  | 0
HEAT043.6 | CB120 |  | 120 | 0 | 0 | 0 |  | ~ |  |  |  | 0
HEAT044 | T1HP titanium barrel 16c | TITANIUM BARREL (18c) | 1hp | 330*220*280(W) | 0.064 * 3ft | 1 1/4" water inlet |  | 362.3188 |  |  |  | 2287.6983
HEAT045 | T1.5HP titanium barrel 16c |  | 1.5hp | 330*220*280(W) | 0.064 * 2.5ft | 1 1/4" water inlet |  | 459.3685 |  |  |  | 2592.066
HEAT046 | T2HP titanium barrel 16c |  | 2hp | 330*220*280(W) | 0.075 * 1.5ft | 1 1/4" water inlet |  | 517.5983 |  |  |  | 3044.6253
HEAT047 | T3HP titanium barrel 16c |  | 3hp | 430*220*280(W) | 0.09 * 1.5ft | 1 1/2" water inlet |  | 632.764 |  |  |  | 4107.6773
HEAT048 | T4HP titanium barrel 16c |  | 4 | 490*230*290(W) | 0.075 * 12" *2 | 1 1/2" water inlet |  | 753.1056 |  |  |  | 0
HEAT049 | T5HP titanium barrel 16c |  | 5 | 560*230*290(W) | 0.09*15"*2 | 1 1/2" water inlet |  | 791.9255 |  |  |  | 0
#REF! | #REF! | TITANIUM COIL (18c) | #REF! | #REF! | #REF! | #REF! |  | #REF! |  |  |  | #REF!
#REF! | #REF! |  | #REF! | #REF! | #REF! | #REF! |  | #REF! |  |  |  | #REF!
#REF! | #REF! |  | #REF! | #REF! | #REF! | #REF! |  | #REF! |  |  |  | #REF!
HEAT053 | T1hp-RC Titanium coil |  | 1 | 200*430H*150mmd | 1/2" * 1/2" | 0.064 * 3ft |  | 181.1594 |  |  |  | 0
HEAT054 | T1.5hp-RC Titanium coil |  | 1.5 | 280*480H*150mmd | 1/2" * 1/2" | 0.064 * 2.5ft |  | 251.0352 |  |  |  | 0
HEAT055 | T2hp-RC Titanium coil |  | 2 | 400*500H*150mmd | 1/2" * 1/2" | 0.075 * 1.5ft |  | 320.911 |  |  |  | 0
HEAT056 | T3hp-RC Titanium coil |  | 3 | 340*520H*150mmd | 1/2" * 3/4" | 0.09 * 1.5ft |  | 446.4286 |  |  |  | 0
HEAT057 | T4hp-RC Titanium coil |  | 4 | 390*520H*150mmd | 1/2" * 3/4" | 0.075 * 12" *2 |  | 511.1284 |  |  |  | 0
HEAT058 | T5hp-RC Titanium coil |  | 5 | 450*520H*150mmd | 1/2" * 3/4" | 0.09*15"*2 |  | 575.8282 |  |  |  | 0
HEAT059 | TS1hp Titanium barrel 2c | TITANIUM BARREL (2c) | 1 | 405h*215d | 0 | 0.055 * 800mm |  | 439.9586 |  |  |  | 2365.338
HEAT060 | TS1.5hp Titanium barrel 2c |  | 1.5 | 455h*215d | 0 | 0.064 * 800mm |  | 672.8778 |  |  |  | 2805.5753
HEAT061 | TS2hp Titanium barrel 2c |  | 2 | 475h*215d | 0 | 0.070 * 650mm |  | 848.8613 |  |  |  | 4174.6357
HEAT062 | TS3hp Titanium barrel 2c |  | 3 | 575h*215d | 0 | 0.08 *600mm |  | 1138.7164 |  |  |  | 4613.6297
HEAT063 | TS4hp Titanium barrel 2c |  | 4 | 675h*215d | 0 | 0.075 * 200mm |  | 1617.4948 |  |  |  | 0
HEAT064 | TS5hp Titanium barrel 2c |  | 5 | 675h*265d | 0 | 0.09*250mm |  | 1928.0538 |  |  |  | 0
HEAT065 | T5hp-2c Titanium barrel | TITANIUM CHILLER BARREL (2c) pvc casing for marine water | 5 | 660*250*402 | 18KW |  |  | 1940.9938 | JT160GABY1L | Daikin Scroll Comp 3ph |  | 0
HEAT067 | T8hp-2C Titanium barrel |  | 8 | 880*250*402 | 28KW |  |  | 3091.3561 | MLZ058T4LC9 | Danfoss Scroll |  | 0
HEAT068 | T10hp-2cC Titanium barrel |  | 10 | 1020*250*402 | 35KW |  |  | 3493.7888 |  |  |  | 0
HEAT069 | T12hp-2cC Titanium barrel |  | 12 | 1200*250*402 | 36KW |  |  | 3623.1884 | SM124A4ALB |  |  | 0
HEAT070 | T15hp-2cC Titanium barrel |  | 15 | 1500*250*402 | 47KW |  |  | ~ | SM147A4ALB |  |  | 0
HEAT071 | T20hp-2cC Titanium barrel |  | 20 | 1150*355*513 | 56KW |  |  | ~ | SM185S4CC |  |  | 0
HEAT082 | T5SSCB Titanium barrel (5HP) +2C | TITANIUM CHILLER BARREL S/STEEL CASING 2c | 5 | 0 | 0 |  |  | 1785.7143 |  |  |  | 0
HEAT083 | T6SSCB Titanium barrel |  | 6 | 0 | 0 |  |  | 2018.6335 |  |  |  | 0
HEAT084 | T8SSCB Titanium barrel |  | 8 | 0 | 0 |  |  | 2484.472 |  |  |  | 0
HEAT085 | T10SSCB Titanium barrel |  | 10 | 2 | 0 |  |  | 3623.1884 |  |  |  | 0
HEAT086 | T12SSCB Titanium barrel |  | 12 | 2 | 0 |  |  | 4140.7867 |  |  |  | 0
HEAT087 | T15SSCB Titanium barrel |  | 15 | 2 | 0 |  |  | 4891.3043 |  |  |  | 0
HEAT088 | T20SSCB Titanium barrel |  | 20 | 2 | 0 |  |  | 6702.8986 |  |  |  | 0
HEAT089 | T25SSCB Titanium barrel 2in1 |  | 25 | 2 | 0 |  |  | 7543.9959 |  |  |  | 0
HEAT090 | T30SSCB 2in1 Titanium barrel |  | 30 | 0 | 0 |  |  | 8734.472 |  |  |  | 0
HEAT091 | T40SSCB 2in1 Titanium barrel cw flange |  | 40 | 0 | 0 |  |  | 12681.1594 |  |  |  | 0
HEAT092 | T50SSCB Titanium barrel |  | 50 | 0 | 0 |  |  | ~ |  |  |  | 0
HEAT093 | TIT-1hp | Tube in tube condenser (copper) | 1hp | 0 | 0 |  |  | 543.4783 |  |  |  | 0
HEAT094 | TIT-1.5hp |  | 1.5hp | 0 | 0 |  |  | 685.8178 |  |  |  | 0
HEAT095 | TIT-2hp |  | 2hp | 0 | 0 |  |  | 793.2195 |  |  |  | 0
HEAT096 | TIT-3hp |  | 3hp | 0 | 0 |  |  | 925.207 |  |  |  | 0
HEAT097 | TIT-4hp |  | 4hp | 0 | 0 |  |  | 1074.0166 |  |  |  | 0
HEAT098 | TIT-5hp |  | 5hp | 0 | 0 |  |  | 1242.236 |  |  |  | 0
HEAT099 | TIT-8hp |  | 7hp | 0 | 0 |  |  | ~ |  |  |  | 0
HEAT100 | TIT-10hp |  | 10hp | 0 | 0 |  |  | ~ |  |  |  | 0
HEAT101 | TIT-12hp |  | 12hp | 0 | 0 |  |  | ~ |  |  |  | 0
HEAT102 | TIT-15hp |  | 15hp | 0 | 0 |  |  | ~ |  |  |  | 0
HEAT102.01 | 1hp Tube in tube water cooled condenser | ICE MACHINE HEAT EXCHANGER | 1 | 190mm |  |  |  | 192.5466
HEAT102.02 | 1.5hp Tube in tube water cooled condenser |  | 1.5 | 230mm |  |  |  | 279.5031
HEAT102.03 | 2hp Tube in tube water cooled condenser |  | 2 | 275mm |  |  |  | 419.2547
HEAT102.04 | 2.5hp Tube in tube water cooled condenser |  | 2.5 | 310mm |  |  |  | 496.8944
HEAT102.05 | 3hp Tube in tube water cooled condenser |  | 3 | 335mm |  |  |  | 527.9503
HEAT102.07 | 5hp Tube in tube water cooled condenser |  | 5 | 336mm |  |  |  | 844.7205

## RECOND COMP
DATE :28.9.26
ITEM CODE | MODEL | BRAND | HP | (RM) | Evaporating Btu at ~25c | Accessories of refrigeration | CU QC MODEL | Cond QC (RM) | PICTURE
REC001 | LCU-32PJ | SANYO SEMI-HERMERTIC LOW TEMP EVAPORATING -25C | 3 | 1752.5607 | 8052 btu | All danfoss acc filter drier,sight glass,hand valve,solenoid valve,hi-lo control,oil pressure gauge and etc.Only 10hp-15hp c/w oil pressure control | CU - 40 QC | 5403.6551
REC002 | LCU-42PJ |  | 4 | 2296.4589 | 9830 btu |  | CU - 50 QC | 6433.7081
REC003 | LCU-52PJ |  | 5 | 2417.3251 | 15990 btu |  | CU - 72 QC | 7596.7783
REC004 | LCU-62PJ |  | 6 | 2659.0577 | 22150 btu |  | CU - 90 QC | 8155.5606
REC005 | LCU-72PJ |  | 7.5 | 2792.0105 | 25600 btu |  | CU - 100 QC | 8556.595
REC006 | LCU-100PJ |  | 10 | 3625.9877 | 38500 btu |  | CU - 144 QC | 11442.9195
REC007 | LCU-150PJ |  | 15 | 4834.6503 | 45700 btu |  | CU - 200 QC | 15568.5732
REC008 | 06DA818 | CARRIER | 6.5 | 2054.7264 | 14450 btu | All danfoss acc filter drier,sight glass,hand valve,solenoid valve,hi-lo control,oil pressure gauge and etc.ALL CARRIER COMPRESSOR w/o oil pressure control | CU - 100 QC | 7675.7255
REC009 | 06DA824 |  | 7.5 / 10hp | 2175.5926 | 18310 btu |  | CU - 125 QC | 9334.5994
REC010 | 06DM337 | CARRIER RECOND | 10 / 12.5hp | 3021.6564 | 32970 btu |  | CU - 144 QC | 10885.0752
REC011 | 06DA537 |  | 15 | 3083.3333 | 34765 btu |  | CU - 200 QC | 14077.8441
REC012 | 06EA250 |  | 20 | 4592.9178 | 37670 btu |  | CU - 250 QC | 19157.0627
REC013 | 06EA265 |  | 25 | 4920.1864 | 56854 btu |  | CU - 300 QC | 21795.7984
REC014 | 06EA275 |  | 30 | 5801.5803 | 63086 btu |  | CU - 350 QC | 24341.9783
REC015 | 06EA199 |  | 35 | 5522.6582 | 82000 btu |  | CU - 350 QC | 25032.6226
REC016 | 06EA299 |  | 40 | 5522.6582 | 91130 btu |  | CU - 400 QC | 26550.6139
REC017 | 2DC-3.2 | BITZER medium temperature semi-hermertic compressor 15c ~ 0c | 3 | 2779.9239 | 28600 btu 0c | All danfoss acc filter drier,sight glass,hand valve,solenoid valve,hi-lo control,oil pressure gauge and etc.2HP-6HP COMPRESSOR w/o oil pressure control.8HP-50HP C/W OIL PRESSURE CONTROL | CU - 40 QC | 6351.9903
REC017.1 | 4FC-5.2 |  | 5 | 2750 | 40682 btu 0c |  | CU - 72 QC | 7663.38
REC018 | 4DC-7.2 |  | 7 | 3323.8221 | 60850 btu 0c |  | CU - 100 QC | 9047.4979
REC019 | 4V-10.2 |  | 10 | 4109.4527 | 79900 btu 0c |  | CU - 125 QC | 11119.701
REC020 | 4T-12.2 |  | 12 | 4109.4527 | 96250 btu 0c |  | CU - 144 QC | 11889.1949
REC021 | 4TC-12.2 |  | 12 | 5438.9816 | 96250 btu 0c |  | CU - 144 QC | 13116.4522
REC022 | 4P-15.2 |  | 15 | 4955.5165 | 115360 btu 0c |  | CU - 160 QC | 13473.9089
REC023 | 4PCS-15.2 |  | 15 | 5801.5803 | 115360 btu 0c |  | CU - 160 QC | 14254.8909
REC024 | 4N-20.2 |  | 20 | 5076.3828 | 134480 btu 0c |  | CU - 200 QC | 15917.5821
REC025 | 4NCS-20.2 |  | 20 | 6647.6441 | 134480 btu 0c |  | CU - 200 QC | 17367.9772
REC026 | 4J-22.2 |  | 22 | 5922.4466 | 151540 btu 0c |  | CU - 250 QC | 20384.3201
REC027 | 4H-25.2 |  | 25 | 6526.7779 | 175770 btu 0c |  | CU - 250 QC | 17394.7887
REC028 | 4G-30.2 |  | 30 | 6526.7779 | 201370 btu 0c |  | CU - 300 QC | 22900.33
REC029 | 6J-33.2 |  | 33 | 8460.638 | 226282 btu 0c |  | CU - 350 QC | 26796.4931
REC030 | 6H-35.2 |  | 35 | 8702.3705 | 263830 btu 0c |  | CU - 400 QC | 28537.6221
REC031 | 6G-40.2 |  | 40 | 8823.2368 | 302390 btu 0c |  | CU - 400 QC | 29172.482
REC032 | 6F-50.2 |  | 50 | 9064.9693 | 357680 btu 0c |  | CU-250QC*2 | 35219.0446
REC033 | 2DC-2.2 | BITZER low temperature semi-hermertic compressor 0c ~ -25c | 2 | 2779.9239 | 9080 btu |  | CU - 36 QC | 6216.5833
REC034 | 2CC-3.2 |  | 3 | 2779.9239 | 11400 btu |  | CU - 50 QC | 6634.5666
REC035 | 2U-3.2 |  | 3 | 2417.3251 | 12870 btu |  | CU - 50 QC | 6299.86
REC036 | 4FC-3.2 |  | 3 | 2779.9239 | 16007 btu |  | CU - 64B QC | 7235.9058
REC037 | 4EC-4.2 |  | 4 | 3142.5227 | 16007 btu |  | CU - 64B QC | 7570.6124
REC038 | 2N-5.2 |  | 5 | 2659.0577 | 20010 btu |  | CU - 72 QC | 7819.916
REC039 | 4Z-5.2 |  | 5 | 3142.5227 | 21000 btu |  | CU - 72 QC | 8266.1914
REC040 | 4DC-5.2 |  | 5 | 3263.3889 | 19010 btu |  | CU - 72 QC | 8377.7603
REC041 | 4CC-6.2 |  | 6 | 3384.2552 | 21024 btu |  | CU - 90 QC | 8824.9737
REC042 | 4V-6.2 |  | 6 | 3988.5865 | 25000 btu |  | CU - 100 QC | 9661.1266
REC043 | 4T-8.2 |  | 8 | 4230.319 | 30888 btu |  | CU - 125 QC | 11231.2699
REC044 | 4TCS-8.2 |  | 8 | 5438.9816 | 30889 btu |  | CU - 125 QC | 12346.9584
REC045 | 4P-10.2 |  | 10 | 4472.0515 | 35870 btu |  | CU - 144 QC | 12223.9014
REC045.1 | 4PC-10.2 |  | 10 | 5166.6667 | 35870 btu |  | CU - 144 QC | 12865.0846
REC045.2 | 4PES12Y |  | 12 | 5833.3333 | 35870 btu |  | CU - 144 QC | 13480.4693
REC046 | 4N-12.2 |  | 12 | 5076.3828 | 41912 btu |  | CU - 160 QC | 13585.4778
REC047 | 4NCS-12.2 |  | 12 | 5680.7141 | 41913 btu |  | CU - 160 QC | 14143.322
REC048 | 4J-13.2 |  | 13 | 6043.3128 | 47030 btu |  | CU - 200 QC | 16810.1329
REC049 | 4H-15.2 |  | 15 | 6405.9116 | 53925 btu |  | CU - 200 QC | 17144.8394
REC050 | 4G-20.2 |  | 20 | 6405.9116 | 62630 btu |  | CU - 250 QC | 20830.5955
REC051 | 6J-22.2 |  | 22 | 8460.638 | 69800 btu |  | CU - 250 QC | 23471.3974
REC052 | 6H-25.2 |  | 25 | 8702.3705 | 80888 btu |  | CU - 300 QC | 24908.5694
REC053 | 6G-30.2 |  | 30 | 8823.2368 | 93858 btu |  | CU - 350 QC | 27131.1997
REC054 | 6F-40.2 |  | 40 | 9790.1668 | 113482btu |  | CU - 400 QC | 30065.0328
REC055 | S4T-5.2 | BITZER 2 STAGE semi-hermertic compressor -5c ~ -40c | 5 | ~ | 26200 btu |  | CU - 90 QC | 9930.016
REC056 | S4N-8.2 |  | 8 | ~ | 37500 btu |  | CU - 125 QC | 12208.7394
REC057 | S4G-12.2 |  | 12 | ~ | 56550 btu |  | CU - 160 QC | 16207.6432
REC058 | S6J-16.2 |  | 16 | ~ | 84000 btu |  | CU - 200 QC | 20721.3144
REC059 | S6H-20.2 |  | 20 | 8553.612 | 94000 btu |  | CU - 250 QC | 24607.7211
REC060 | S6G-25.2 |  | 25 | 9266.413 | 111780 btu |  | CU - 300 QC | 26364.6942
REC061 | S6F-30.2 |  | 30 | 12314.6752 | 133800btu |  | CU - 350 QC | 29436.1299
REC062 | HSKC6461-60 | BITZER screw comp 0c ~ -20c | 60 | 9064.9693 | 174750 btu -20c |  | HTC 75 | 34001.3163
REC063 | HSKC7461-80 |  | 80 | 9669.3006 | 239250 btu -20c |  | HTC 75 | 37101.8445
REC064 | C-SB303 | Panasonic scroll | 4 | ~ | 0 |  | 0 | 0
REC065 | C-SB453 |  | 6 | ~ | 0 | All danfoss acc filter drier,sight glass,hand valve,solenoid valve,hi-lo control, and etc.except 2-4hp w/o solenoid valve. ALL SEAL UNIT COMPRESSOR AND CONDENSING UNIT W/O WARRANTLY | CU - 72 QC | 0
REC066 | 300CB | DORIN | 3 | ~ | 0 |  | CU - 40 QC | 0
REC067 | 400CB | DORIN | 4 | ~ | 0 |  | CU - 50 QC | 0
REC068 | JT160 | Daikin scroll | 5 | ~ | 0 |  | CU - 64 QC | 0
REC069 | CRHH-083 | TRANE (new) | 7.5 | 1416.6667 | 0 |  | CU - 100 QC | 0
REC070 | CRFQ-0250 | COPELAND 1ph | 2.5 | 428.5714 | 0 |  | CU - 36 QC | 0
REC071 | CRHD-0275 |  | 2.75 | 428.5714 | 0 |  | CU - 40 QC | 0
REC072 | JT95 | DAIKIN | 3 | ~ | 0 |  | 0 | 0
REC073 | JT160 |  | 5 | ~ | 0 |  | CU - 72 QC | 0
REC074 | QR-90 | Copeland dismantle unit | 7.5 | ~ | 0 |  | CU - 100 QC | 0
REC075 | QR-070 |  | 7.5 | 1071.4286 | 0 |  | CU - 125 QC | 0
REC076 | QR-11 |  | 9 | 1214.2857 | 0 |  | 0 | 0
REC077 | QR-125 |  | 10 | ~ | 0 |  | CU - 125 QC | 0
REC078 | QR-15 |  | 12.5 | 1642.8571 | 0 |  | CU - 144 QC | 0
REC079 | ZR34K/380V | Copeland scroll dismantle unit | 2.75 | ~ | 0 |  | CU - 40 QC | 0
REC080 | ZR61 |  |  | ~ | 0 |  | 0 | 0
REC081 | ZR68K |  | 5.5 | ~ | 0 |  | 0 | 0
REC082 | ZR72K |  | 6 | ~ | 0 |  | CU - 90 QC | 0
REC083 | ZR94K |  | 7.5 | 1333.3333 | 0 |  | CU - 125 QC | 0
REC084 | ZB66KQE |  | 10 | 2500 | 0 |  | CU - 125 QC | 0
REC085 | ZR125K |  | 10 | 1583.3333 | 0 |  | CU - 125 QC | 0
REC086 | ZR144K |  | 12.5 | ~ | 0 |  | CU - 144 QC | 0
REC087 | ZR160K |  | 15 | ~ | 0 |  | 0 | 0
REC088 | MTZ22 RECOND | Maneurop dismantle unit | 2 | ~ | 0 |  | 0 | 0
REC089 | MTZ28 RECOND |  | 2 | ~ | 0 |  | CU - 32 QC | 0
REC090 | MTZ50 RECOND |  | 4 | ~ | 0 |  | CU - 50 QC | 0
REC091 | MT64 RECOND |  | 5 | ~ | 0 |  | CU - 64 QC | 0
REC092 | MTZ64 RECOND |  | 5 | ~ | 0 |  | CU - 64 QC | 0
REC093 | MT72 RECOND |  | 6 | ~ | 0 |  | 0 | 0
REC094 | MT81 RECOND |  | 6.5 | ~ | 0 |  | 0 | 0
REC095 | MT100 RECOND |  | 8.5 | ~ | 0 |  | CU - 100 QC | 0
REC096 | MTZ100 RECOND |  | 8.5 | ~ | 0 |  | CU - 100 QC | 0
REC097 | MTZ125 RECOND |  | 10 | ~ | 0 |  | CU - 125 QC | 0
REC098 | MT160 RECOND |  | 13 | 2833.3333 | 0 |  | CU - 160 QC | 0
REC099 | AW5532/ 1ph (NEW) | TECUMSEH USA | 2.5 | ~ | 0 |  | CU - 36 QC | 0
REC100 | AV5538/1PH (NEW) |  | 3 | ~ | 0 |  | CU - 50 QC | 0
REC101 | AV5542 |  | 3.5 | ~ | 0 |  | 0 | 0
REC102 | AV5555 |  | 4.5 | ~ | 0 |  | CU - 72 QC | 0
REC103 | AV5568 |  | 5 | ~ | 0 |  | CU - 90 QC | 0
REC104 | AG5573 |  | 6 | ~ | 0 |  | CU - 90 QC | 0
REC105 | FH4522z | Tecumseh France | 2 | ~ | 0 |  | 0 | 0
REC106 | TFH4531 |  | 2.5 | ~ | 0 |  | CU - 36 QC | 0
REC107 | 25Q/220V | BRISTOL dismantle unit | 2.5 | ~ | 0 |  | CU - 36 QC | 0
REC108 | 28Q/220V |  | 2.5 | ~ | 0 |  | CU - 36 QC | 0
REC109 | H23A46Q NEW |  | 4 | ~ | 0 |  | 0 | 0
REC110 | H23A623D NEW |  | 5 | ~ | 0 |  | CU - 72 QC | 0
REC111 | H2BG124 |  | 10 | ~ | 0 |  | CU - 125 QC | 0
REC112 | H25G144 |  | 12 | 1916.6667 | 0 |  | 0 | 0
REC113 | 294Q |  | 25 | ~ | 0 |  | CU - 250 QC | 0
REC114 | JH527YAB | MITSUBISHI | 10 | ~ | 0 |  | 0 | 0
REC115 | 10hp water cooled condenser |  | 10 | ~ | 0 |  | 0 | 0
REC116 | SM148 | DANFOSS SCROLL |  | ~ | 0 |  | 0 | 0
REC117 | SM185 |  | 15 | ~ | 0 |  | 0 | 0
REC118 | SM160 |  | 13 | ~ | 0 |  | 0 | 0
*ONLY SEMI-HEMERTIC COMPRESSOR WITH WARRANTLY. SEAL UNIT COMPRESSOR WITHOUT WARRANTLY.
Prices are subjet to change without prior notice.Price can be negotiate with more quantity order.
ALL RECOND COMPRESSOR C/W RUBBER MOUNTING
*PLEASE EMAIL OR FAX OVER THE BANK IN SLIP
BANK ACC :HONG LEONG BANK BHD 36600016285 , PUBLIC BANK BHD 3119617816
BENEFICIARY :WELLER AIR-COND PARTS ENTERPRICE SDN BHD
COMPUTER PRINT GENERATE ONLY

## REFCOMP
ITEM CODE | MODEL | Equalvelant bitzer | BRAND | Accessories | HP | BTU AT 0C to -25C | (RM) | ACC OF REF | CU QC MODEL | Cond QC (RM) | HTC MODEL | HTC cond (RM)
REF001 | SPC-19L（3匹） | 4FES3Y | REFCOMP SEMI-HERMERTIC COMPRESSOR USE FOR R404A,R507,R22 | CH | 3 LT | 11399btu | 4885.9998 | All danfoss acc filter drier,sight glass,hand valve,solenoid valve,hi-lo control,oil pressure gauge ,oil separator,suction accumulator,vibration hose and etc. | CU - 50 QC | 9000.0217 | HTC-4 | 9763.9152
REF002 | SPC4-23L（4匹） | 4EES4Y |  | CH | 4 LT | 16006btu | 5035.4925 |  | CU - 72 QC | 9972.0324 | HTC-8 | 10686.2648
REF003 | SPC4-27L（5匹） | 4DES-5(Y) |  | CH | 5 LT | 21024btu | 5341.2291 |  | CU - 64 QC | 10436.9731 | HTC-8 | 11304.0961
REF004 | SPC4-33L（6匹） | 4CES-6(Y) |  | CH | 6 LT | 262118btu | 5758.8442 |  | CU - 90 QC | 11375.2476 | HTC-8 | 11753.8354
REF005 | SP4LF 060E | 4VES-7(Y) |  | CH | 6 LT | 29000btu | 6974.4126 |  | CU - 72 QC | 12589.1595 | HTC-8 | 13303.3919
REF006 | SP4LF 080E | 4TES-9(Y) |  | CH | 8 LT | 30887btu | 7022.5155 |  | CU - 100 QC | 13254.9159 | HTC-10 | 13713.5323
REF007 | SP4LF 100E | 4PES-10(Y) |  | CH | 10 LT | 35870btu | 7460.505 |  | CU - 90 QC | 13479.0574 | HTC-8 | 13857.6452
REF008 | SP4LF 120E | 4NES-14(Y) |  | CH | 12 LT | 41911btu | 7867.6073 |  | CU - 144 QC | 15688.1623 | HTC-10 | 14654.4005
REF009 | SP4L 150E | 4JE15(Y) |  | OPSS/CH | 15 LT | 45000btu | 9870.7129 |  | CU - 100 QC | 16962.5887 | HTC-8 | 17062.8679
REF010 | SP4L 180E | 4HE-18(Y) |  | OPSS/CH | 18 LT | 53925btu | 10488.9617 |  | CU - 144 QC | 19120.7733 | HTC-12 | 18356.0187
REF011 | SP4L 220E | 4GE-23(Y) |  | OPSS/CH | 22 LT | 62628btu | 10793.2757 |  | CU - 125 QC | 18755.9254 | HTC-10 | 18414.7344
REF012 | SP4L 250E | 4FE-25(Y) |  | OPSS/CH | 25 LT | 72000btu | 12769.545 |  | CU - 160 QC | 23456.1126 | HTC-15 | 21443.6607
REF013 | SP6L 270E | 6HE-28(Y) |  | OPSS/CH | 28 LT | 80888btu | 13442.9854 |  | CU - 300 QC | 31677.3479 | HTC-30 | 27327.3146
REF014 | SP6L 300E | 6GE-34(Y) |  | OPSS/CH | 30 LT | 93857btu | 14741.2571 |  | CU - 200 QC | 26161.1281 | HTC-20 | 24484.1579
REF015 | SP6L 400E | 6FE-44(Y) |  | OPSS/CH | 40 LT | 113482btu | 17155.0095 |  | CU - 160 QC | 27303.3261 | HTC-15 | 26332.1869
REF016 | SPC4-19H（5匹） | 4FES5Y |  | CH | 5 MT | 0 | 5033.5635 |  | CU - 250 QC | 19792.2167 | HTC-25 | 15897.2112
REF017 | SPC4-23H（6匹） | 4EES6Y |  | CH | 6 MT | 0 | 5272.7518 |  | CU - 200 QC | 16995.6483 | HTC-20 | 15318.6782
REF018 | SPC4-27H（8匹） | 4DES7Y |  | CH | 7 MT | 0 | 5782.9559 |  | CU - 300 QC | 23428.0854 | #REF! | #REF!
REF019 | SPC4-33H（9匹） | 4CES9Y |  | CH | 9 MT | 0 | 5996.1035 |  | CU - 250 QC | 21537.3216 | HTC-25 | 17642.3161
REF020 | SP4HF 1000 | 4VES10Y |  | CH | 10 MT | 0 | 6976.9444 |  | CU - 350 QC | 26455.806 | HTC-35 | ~
REF021 | SP4HF 1200 | 4TES12Y |  | CH | 12 MT | 0 | 7460.505 |  | CU - 300 QC | 25234.6767 | HTC-30 | ~
REF022 | SP4HF 1500 | 4PES15Y |  | CH | 15 MT | 0 | 7867.6073 |  | CU - 350 QC | 28019.1151 | HTC-35 | ~
| SP4HF 2000 | 4NES20Y |  | CH | 20 MT | 0 | 8307.1159 |  | CU - 350 QC | 28492.4319 | HTC-35 | ~
| SP4H 2200 | 4JE22Y |  | OPSS/CH | 22 MT | 0 | 11048.4742 |  | CU - 500 QC | 37772.9332 | HTC-40 | ~
| SP4H 2500 | 4HE25Y |  | OPSS/CH | 25 MT | 0 | 11530.5158 |  | CU - 400 QC | 34976.7522 | HTC-50 | 29118.6008
| SP4H 3000 | 4GE30Y |  | OPSS/CH | 30 MT | 0 | 11862.6789 |  | CU - 500 QC | 39111.3075 | HTC-50 | ~
| SP4H 3500 | 4FE35Y |  | OPSS/CH | 35 MT | 0 | 14031.8661 |  | CU - 350 QC | 35142.7303 | HTC-35 | ~
| SP6H 3700 | 6HE35Y |  | OPSS/CH | 37 MT | 0 | 14741.7634 |  | 0 | 0 | 0 | 0
| SP6H 4000 | 6GE40Y |  | OPSS/CH | 40 MT | 0 | 15452.6735 |  | 0 | 0 | 0 | 0
| SP6H 5000 | 6FE50Y |  | OPSS/CH | 50 MT | 0 | 16355.9951 |  | 0 | 0 | 0 | 0
REF023 | SBC4-120E | S4G-12.2Y |  | OPSS/CH | 0 | 0 | 13813.1245 |  | 0 | 0 | 0 | 0
REF024 | SBC4-140E | S4F-14.2Y |  | OPSS/CH | 0 | 0 | 16709.4248 |  | 0 | 0 | 0 | 0
REF025 | SBC6-160E | S6J-16.2Y |  | OPSS/CH | 0 | 0 | 18105.9758 |  | 0 | 0 | 0 | 0
REF026 | SBC6-200E | S6H-20.2Y |  | OPSS/CH | 0 | 0 | 18393.3876 |  | 0 | 0 | 0 | 0
REF027 | SBC6-250E | S6G-25.2Y |  | OPSS/CH | 0 | 0 | 20606.8439 |  | CU - 300 QC | 49372.7452 | 0 | 0
REF028 | SBC6-300E | S6F-30.2Y |  | OPSS/CH | 0 | 0 | 24304.6179 |  | 0 | 0 | 0 | 0
0 | SW3L 3000 | 2*6he28Y | REFCOM SCREW LOW TEMP COMPRESSOR |  | 30LT | 48.7 | ~ |  | CU - 400 QC | 47873.8603 | HTC-45 | ~
REF041 | SW3L 4000 | 2*6ge34Y |  |  | 40LT | 62.4 | 20979.1579 |  | CU - 500 QC | 60885.2166 | HTC-50 | 50480.9933
REF042 | SW3L 5000 | 2*6he44Y |  |  | 50LT | 71.1 | 22978.9474 |  | CU400QC *2 | 76266.8572 | HTC-55 | 56846.4789
0 | SW3L 6000 | 3*6he28Y |  |  | 60LT | 85 | ~ |  | CU350QC *3 | ~ | HTC-60 | ~
0 | SW3L 7000 | 3*6ge34Y |  |  | 70LT | 97.4 | ~ |  | CU400QC *3 | ~ | HTC-70 | ~
REF045 | SW3L 8000 | 3*6fe44Y |  |  | 80LT | 115.1 | 27947.3684 |  | CU500QC *3 | 110575.5995 | HTC-110 | 74882.251
0 | SW3L 9500 |  |  |  | 95LT |  | 0 |  | 0 | 0
0 | SW3L 10500 |  |  |  | 105LT |  | 0 |  | 0 | 0 |  |  | #REF!
0 | SW3L 11500 |  |  |  | 115LT |  | 0 |  | 0 | 0
0 | SW3L 13000 |  |  |  | 130LT |  | 0 |  | 0 | 0
0 | SW3L 16000 |  |  |  | 150LT |  | 0 |  | 0 | 0
0 | SW3L 18000 |  |  |  | 170LT |  | 0 |  | 0 | 0
0 | SW3L 20000 |  |  |  | 200LT |  | 0 |  | 0 | 0
0 | SW3L 22000 |  |  |  | 220LT |  | 0 |  | 0 | 0
0 | SW3L 23000 |  |  |  | 230LT |  | 0 |  | 0 | 0
0 | SW3H 4000 |  |  |  | 40MT |  | 0 |  | 0 | 0
0 | SW3H 5000 |  |  |  | 50MT |  | 26714.2857 |  | 0 | 66169.2308
0 | SW3H 6000 |  |  |  | 60MT |  | 0 |  | 0 | 0
0 | SW3H 7500 |  |  |  | 75MT |  | 0 |  | 0 | 0
0 | SW3H 9000 |  |  |  | 90MT |  | 0 |  | 0 | 0
0 | SW3H 10500 |  |  |  | 105MT |  | 0 |  | 0 | 0
0 | SW3H 11500 |  |  |  | 115MT |  | 0 |  | 0 | 0
0 | SW3H 12500 |  |  |  | 125MT |  | 0 |  | 0 | 0
0 | SW3H 14000 |  |  |  | 140MT |  | 0 |  | 0 | 0
0 | SW3H 16000 |  |  |  | 160MT |  | 0 |  | 0 | 0
0 | SW3H 19000 |  |  |  | 190MT |  | 0 |  | 0 | 0
0 | SW3H 21000 |  |  |  | 210MT |  | 0 |  | 0 | 0
0 | SW3H 24000 |  |  |  | 240MT |  | 0 |  | 0 | 0
0 | SW3H 25000 |  |  |  | 250MT |  | 0 |  | 0 | 0
0 | SRC-XS-040 |  | REFCOM SCREW HIGH TEMP COMPRESSOR |  |  |  | 0 |  | 0 | 0
0 | SRC-XS-050 | [5 empty] | 0 |  | 0 | 0
0 | SRC-XS-060 | [5 empty] | 0 |  | 0 | 0
0 | SRC-S-113 | [5 empty] | 0 |  | 0 | 0
0 | SRC-S-133 | [5 empty] | 0 |  | 0 | 0
0 | SRC-S-163 | [5 empty] | 0 |  | 0 | 0
0 | SRC-S-183 | [5 empty] | 0 |  | 0 | 0
0 | SRC-S-213 | [5 empty] | 0 |  | 0 | 0
0 | SRC-S-255 | [5 empty] | 0 |  | 0 | 0
0 | SRC-S-285 | [5 empty] | 0 |  | 0 | 0
0 | SRC-S-305 | [5 empty] | 0 |  | 0 | 0
0 | SRC-S-353 | [5 empty] | 0 |  | 0 | 0
0 | SRC-S-413 | [5 empty] | 0 |  | 0 | 0
0 | SRC-S-463 | [5 empty] | 0 |  | 0 | 0
0 | SRC-S-503 | [5 empty] | 0 |  | 0 | 0
0 | SRC-S-553 | [5 empty] | 0 |  | 0 | 0
0 | SRC-S-603 | [5 empty] | 0 |  | 0 | 0
0 | SRC-S-755 | [5 empty] | 0 |  | 0 | 0
0 | SRC-S-785 | [5 empty] | 0 |  | 0 | 0
0 | SRC-S-885 | [5 empty] | 0 |  | 0 | 0
0 | SRC-S-985 | [5 empty] | 0 |  | 0 | 0
0 | 134-XS-040 |  | REFCOM SCREW HIGH TEMP COMPRESSOR |  |  |  | 0 |  | 0 | 0
0 | 134-XS-050 | [5 empty] | 0 |  | 0 | 0
0 | 134-XS-060 | [5 empty] | 0 |  | 0 | 0
0 | 134-S-071 | [5 empty] | 0 |  | 0 | 0
0 | 134-S-081 | [5 empty] | 0 |  | 0 | 0
0 | 134-S-091 | [5 empty] | 0 |  | 0 | 0
0 | 134-S-101 | [5 empty] | 0 |  | 0 | 0
0 | 134-S-110 | [5 empty] | 0 |  | 0 | 0
0 | 134-S-120 | [5 empty] | 0 |  | 0 | 0
0 | 134-S-140 | [5 empty] | 0 |  | 0 | 0
0 | 134-S-160 | [5 empty] | 0 |  | 0 | 0
0 | 134-S-180 | [5 empty] | 0 |  | 0 | 0
0 | 134-S-210 | [5 empty] | 0 |  | 0 | 0
0 | 134-S-220 | [5 empty] | 0 |  | 0 | 0
0 | 134-S-240 | [5 empty] | 0 |  | 0 | 0
0 | 134-S-270 | [5 empty] | 0 |  | 0 | 0
0 | 134-S-300 | [5 empty] | 0 |  | 0 | 0
LT - LOW TEMP COMPRESSOR , MT - MEDIUM TEMP COMPRESSOR
ACCESSORIES : OPSS - OIL PRESSURE SWITCH , CH - CRANKCASE HEATER

## danfoss,sagi
DATE :28.9.26
ITEM CODE | GENUINE SPARE PARTS | BRAND | PACKING | (RM) | Picture
DAN001 | TX2 Danfoss exp-valve (R22) | ORIGINAL GENUINE DANFOSS PARTS |  | 126.8063
DAN002 | TEX2 Danfoss exp-valve (R22) |  |  | 141.0319
DAN003 | TS2 Danfoss exp-valve (R404,R507) |  |  | 156.0222
DAN004 | TES2 Danfoss exp-valve (R404,R507) |  |  | 174.6837
DAN005 | TES2 Danfoss exp-valve (R404,R507)-60c 068z3411 |  |  | 208.412
DAN005.1 | TEB2 Danfoss exp-valve (R23)-90C~-70C 068Z3518 |  |  | 555.332
0 | TN2 Danfoss exp-valve (R134A) |  |  | ~
DAN006 | ORIFICE NO 0 |  |  | 37.5455
DAN007 | ORIFICE NO 1 |  |  | 37.5455
DAN008 | ORIFICE NO 2 |  |  | 37.5455
DAN009 | ORIFICE NO 3 |  |  | 37.5455
DAN010 | ORIFICE NO 4 |  |  | 37.5455
DAN011 | ORIFICE NO 5 |  |  | 37.5455
DAN012 | ORIFICE NO 6 |  |  | 37.5455
DAN012.1 | TGES5 R507 5/8 X 7/8 EXP VALVE |  |  | 304.1669
DAN012.2 | TGES7.5 R507 5/8 X 7/8 EXP VALVE |  |  | 395.5622
DAN012.3 | TGES9 R507 5/8 X 7/8 EXP VALVE |  |  | 395.5622
DAN012.4 | TGES11 R507 5/8 X 1 1/8 EXP VALVE |  |  | 395.5622
DAN012.5 | TGES13 R507 7/8 X 1 1/8 EXP VALVE |  |  | 472.0437
DAN012.6 | TGES18 R507 7/8 X 1 3/8 EXP VALVE |  |  | 567.4926
DAN012.7 | TGES21 R507 7/8 X 1 3/8 EXP VALVE |  |  | 567.4926
DAN013 | Danfoss DML032Filter Drier 1/4"F |  |  | 31.0632
DAN013.1 | Danfoss DML032SFilter Drier 1/4"(solder) |  |  | 31.0632
DAN014 | Danfoss DML052Filter Drier 1/4"F |  |  | 28.0339
DAN015 | Danfoss DML083 Filter Drier 3/8"F |  |  | 32.3058
DAN016 | Danfoss DML163 Filter Drier |  |  | 42.3285
DAN017 | Danfoss DML164 Filter Drier |  |  | 42.3285
DAN018 | Danfoss DML165 Filter Drier |  |  | 43.365
DAN019 | Danfoss DML304 Filter Drier |  |  | 89.5598
DAN020 | Danfoss DML305 Filter Drier |  |  | 89.5598
DAN021 | Danfoss DML306 Filter Drier |  |  | 89.5598
DAN022 | Danfoss DML307 Filter Drier |  |  | 96.8583
DAN023 | Danfoss BF240A5 Coil 240VAC 50Hz 11W |  |  | 75.3846
DAN024 | Danfoss EVR2 Sol.valve Body 1/4" |  |  | 139.2308
DAN025 | Danfoss EVR3 Sol.valve Body 3/8"(1HP - 2HP) |  |  | 138.4615
DAN026 | Danfoss EVR6 Sol.Valve Body 3/8"F (3HP - 4HP) |  |  | 184.6154
DAN027 | Danfoss EVR6 Sol.Valve Body 1/2"F (4.5HP - 5HP) |  |  | 184.6154
DAN028 | Danfoss EVR10 Sol Valve Body 1/2"F (6HP -7HP) |  |  | 230.7692
DAN029 | Danfoss EVR10 Sol Valve Body 5/8"F (7.5HP -20HP) |  |  | 230.7692
DAN030 | Danfoss EVRI5 Sol Valve Body 7/8"S (25HP-30hp) |  |  | 323.0769
DAN031 | Danfoss EVR20 Sol Valve Body 7/8"S |  |  | 598.1979
DAN032 | Danfoss EVR20 Sol Valve Body 1 1/8"S |  |  | 662.1122
DAN032.1 | Danfoss EVR25 Sol Valve Body 1 1/8"S |  |  | 866.3331
DAN032.2 | Danfoss EVR25 Sol Valve Body 1 3/8"S |  |  | 1069.3109
DAN032.3 | Danfoss EVR32 Sol Valve Body 1 3/8"S |  |  | 1508.9464
DAN032.4 | Danfoss EVR40 Sol Valve Body 1 5/8"S 032L1109 |  |  | 1729.2879
DAN033 | Danfoss Hand Valve 3/8"F |  |  | 108.3333
DAN034 | Danfoss Hand Valve 1/2"F |  |  | ~
DAN035 | Danfoss Hand Valve 5/8"F |  |  | ~
DAN036 | TES5 Danfoss Element valve 067B3342 (R507) |  |  | 276.9231
DAN036.1 | TEX5 Danfoss Element valve 067B3250 (R22) |  |  | 276.9231
DAN036.2 | TE5 Valve body 067B4013 |  |  | 66.4624
DAN036.3 | TES5 Danfoss Element valve 067B3358 Flare -40c~ -15c(R507)cw mop |  |  | 347.8731
DAN036.4 | TES5 Danfoss Element valve 067B3343 Flare -60c~ -15c(R507) |  |  | 493.4384
DAN037 | TE5 ORIFICE NO 1 (R22-5.46TON , R507-4.26TON) |  |  | 138.6289
DAN038 | TE5 ORIFICE NO 2 (R22-7.51TON , R507-5.86TON) |  |  | 138.6289
DAN039 | TE5 ORIFICE NO 3 (R22-9.66TON , R507-7.51TON) |  |  | 138.6289
DAN040 | TE5 ORIFICE NO 4 (R22-13.1TON , R507-10.2TON) |  |  | 138.6289
0 | TES5 Danfoss Exp-Valve c/w orifice |  |  | 505.0913
DAN040.1 | TES12 Danfoss Element valve 067B3349 (R507) ~60c cw mop |  |  | 579.846
DAN041.1 | TEX12 Danfoss Element valve 067B3210 Solder 7/8 x 1 1/8 (R22) |  |  | 460.2855
DAN041.2 | TE12 Valve body 067B4023 |  |  | 88.6139
DAN042 | TE12 ORIFICE NO 5 (R22-16.3TON , R507-14.5TON) |  |  | 191.6667
DAN043 | TE12 ORIFICE NO 6 (R22-21.8TON , R507-18.3TON) |  |  | 191.6667
DAN043.1 | TE12 ORIFICE NO 7 (R22-27.9TON , R507-23.2TON) |  |  | 191.6667
0 | TES12 Danfoss Exp-Valve c/w orifice |  |  | 658.2102
DAN044 | Danfoss Ball Valve 1 1/8"S |  |  | 245.4811
DAN045 | Danfoss Ball Valve 1 3/8"S |  |  | 374.0587
DAN047 | Danfoss 014-016S1 GN6 Sight Glass 1/4"FX F |  |  | ~
DAN048 | Danfoss 014-0162S GN10 Sight Glass 3/8"FX F |  |  | ~
DAN049 | Danfoss 014-016S3 GN12 Sight Glass 1/2"FX F |  |  | ~
DAN050 | Danfoss 014-016S5 GN16 Sight Glass 5/8"FX F |  |  | ~
0 | Danfoss 014-016S5 GN19 Sight Glass 3/4"FX F |  |  | ~
0 | Danfoss 014-0186S GN22S Sight Glass 7/8"SX S |  |  | ~
0 | Danfoss 014-018S7 GN22S Sight Glass 1 1/8"S X S |  |  | ~
DAN051 | Danfoss 060-110391 KP1 Low Pressure Contro Manual -0.2-7Bar |  |  | 94.4868
DAN052 | Danfoss 060-110191 KP1 Low Pressure Control Auto -0.2-7Bar |  |  | 94.4868
DAN053 | Danfoss 060-117191 KP5 High Pressure Control Auto |  |  | 94.4868
DAN054 | Danfoss 060-117391 KP5 High Pressure Control Manual |  |  | 94.4868
0 | Danfoss 060-1265KP15 Dual Auto/Auto Pressure Control |  |  | ~
DAN055 | Danfoss 060-1264KP15 Dual Auto/Manual Pressure control |  |  | 158.7216
0 | Danfoss KP15 Dual Manual/Manual Pressure control |  |  | ~
0 | Danfoss 060-5191K P6B Pressure Control( R410a) manual |  |  | ~
0 | Danfoss 017D002166 RT260A Diff pressure control 0.5~4bar(amonia gas)
0 | Danfoss 017-500266 RT1A Pressure switch M/15 (amonia gas)
0 | Danfoss 017-503566 RT6AB Pressure control 10~28bar (amonia gas)
0 | Danfoss KP63 060l 1108 Temperature controller ~10c - ~50c |  |  | ~
0 | Danfoss 060L 1112 KP69 Thermostat (-5C ~ 35C) |  |  | ~
DAN055.5 | KVL 15 Suction pressure regulator valve 5/8" (flare) |  |  | 535.1792
DAN055.6 | KVL 35 Suction pressure regulator valve 1 3/8" |  |  | 1114.0049
DAN056 | Danfoss MP54 oil pressure controller |  |  | 523.8932
DAN057 | Danfoss 023U4381 48-DC FILTER CORE (8pcs) |  |  | 49.2784
DAN058 | 48-F SUCTION FILTER CORE |  |  | 90.8131
DAN059 | 48-DA BURN OUT CORE |  |  | 115.0831
DAN059.1 | EKA183B Programming key ERC21X |  |  | 207.1258
DAN060 | Danfoss 08488500 EKC102A Temp Control With Sensor (chiller) |  |  | ~
DAN061 | Danfoss ERC213 Temp Control (chiller/frezzer) |  |  | 146.4273
DAN062 | Danfoss 08484403 EKS211 NTC 5k Sensor 1.5m |  |  | 14.0013
DAN062.1 | High Pressure switch 28bar ~ 22bar (1m wire) R404,R507,R22 | pressure switch |  | 19.0748
DAN062.2 | Low Pressure switch 0.5bar ~ 1.5bar (1m wire) R404,R507,R22 |  |  | 18.7727
DAN062.3 | HIGH PRESSURE SWITCH 20bar~16bar (1.5M WIRE) R134a |  |  | 19.0748
DAN062.4 | LOW PRESSURE SWITCH 0.2bar~1.5bar (1.5M WIRE) R134a |  |  | 19.0748
DAN062.5 | HIGH PRESSURE SWITCH 41.4bar~33bar (1.5M WIRE) R410a |  |  | 25.8934
DAN062.6 | LOW PRESSURE SWITCH 2bar~3bar (1.5M WIRE) R410a |  |  | 25.8934
DAN062.7 | LOW PRESSURE SWITCH 0.1bar~1.5bar (1.5M WIRE) R134a |  |  | 20.3275
DAN063 | DNS-D306X auto/auto pressure control | Saginomiya pressure control |  | 194.263
DAN064 | DNS-D306XM auto/manual pressure control |  |  | 181.9732
DAN064.1 | DNS-D606X auto/auto pressure control |  |  | 194.263
DAN065 | DNS-D606XM auto/manual pressure control |  |  | 191.2037
DAN066 | DNS-D606XMM manual/manual pressure control |  |  | 194.263
DAN079 | Saginomiya RPV-PV-02091 Coil 220/230V 6W w/ DIN(插頭) | solenoid valve coil AC230v 50hz |  | 49.0071
DAN080 | Saginomiya RPV-PV-02326 Coil 100V 6W w/ DIN(插頭) | solenoid valve coil AC100v 50hz/60hz |  | 49.0071
0 | SNS-C110X Low Pressure Control Auto | Saginomiya pressure control |  | 83.8659
0 | SYS-C130X2 High Pressure Control Auto |  |  | 83.8659
DAN081 | SNS-C106X Low pressure control Auto |  |  | 123.9
DAN082 | HNS-C130XMI High Pressure Control Manual |  |  | 145.3148
DAN087 | SAGINOMIYA RGE-X3R4-7 CONDENSER FAN SPEED CONTROLS | Saginomiya oil pressure control |  | ~
DAN089 | QCX-1634BHSA Exp.Valve 1.57TON (R22) | Saginomiya Exp-valve W/O equalizer (R22) (10C ~ -40C) 3/8"Fx1/2"F |  | 175.8243
DAN092 | QCX-4734BHSA Exp.Valve 4.69TON (R22) |  |  | 175.8243
DAN093 | QCX-1034BUSA Exp.Valve 0.99TON (R404A/R507) | Saginomiya Exp-valve W/O equalizer (R404A/R507) (10C ~-40C) 3/8"Fx1/2"F |  | 175.8243
DAN095 | QCX-1534BDUSL Exp.Valve 0.98TON (R404A/R507) |  |  | 175.8243
DAN098 | RCX-1234BHSA Exp.Valve 1.25TON (R22) |  |  | 175.8243
DAN099 | RCX-1634BHSA Exp.Valve 1.57TON (R22) |  |  | 175.8243
DAN100 | RCX-2434BHSA Exp.Valve 2.35TON (R22) |  |  | 175.8243
DAN101 | RCX-3134BHSA Exp.Valve 3.13TON (R22) |  |  | 175.8243
DAN102 | RCX-4734BHSA Exp.Valve 4.69TON (R22) |  |  | 175.8243
DAN103 | RCX-0834BUSA Exp.Valve 0.78TON (R404A/R507) | Saginomiya Exp-valve C/W equalizer (R404A/R507) (10C ~ -40C) 3/8"Fx1/2"F |  | 175.8243
DAN104 | RCX-1034BUSA Exp.Valve 0.99TON (R404A/R507) |  |  | 175.8243
DAN105 | RCX-1534BUSA Exp.Valve 1.48TON (R404A/R507) |  |  | 175.8243
DAN106 | RCX-2034BUSA Exp.Valve 1.98TON (R404A/R507) |  |  | 175.8243
DAN108 | SCX-0645DBHSA Exp.Valve 5.78TON (R22) 1/2"Fx5/8"F | Saginomiya Exp-valve C/W equalizer (R22) (10C ~ -40C) |  | 229.2862
DAN109 | SCX-0845DBHSA Exp.Valve 8.05TON (R22) 1/2"Fx5/8"F |  |  | 229.2862
DAN110 | SCX-1057DBHSA Exp.Valve 10.1TON (R22) 5/8"S x 7/8"S |  |  | 229.2862
DAN111 | SCX-1257DBHSA Exp.Valve 12.1TON (R22) 5/8"S x 7/8"S |  |  | 229.2862
DAN112 | SCX-1457DBHSA Exp.Valve 14.4TON (R22) 5/8"S x 7/8"S |  |  | 229.2862
DAN114 | SCX-0545DBUSA Exp.Valve 5.08TON (R404A/R507) 1/2"Fx5/8"F |  |  | 229.2862
DAN116 | SCX-0857DUSA Exp.Valve 7.66TON (R404A/R507) 5/8"S x 7/8"S |  |  | 229.2862
DAN117 | SCX-0957DUSA Exp.Valve 9.06TON (R404A/R507) 5/8"S x 7/8"S |  |  | 229.2862
DAN117.1 | AWR-2510GLW 1" Water Regulating Valve saginomiya | water regulating valve |  | ~
DAN118 | INX-2203DUL-Q61 Valve | Liquip injection valve |  | ~
DAN119 | INX-2208DUL-Q63 Valve |  |  | ~
0 | CFE-SC10B-001 Saginomiya digital pressure control | Saginomiya digital pressure control |  | ~
0 | CFE-SC35B-001 Saginomiya digital pressure control |  |  | ~
DAN120 | VH-01 Vibration hose 3/8" | KOREA 3S &PACKLESS USA VIBRATION HOSE |  | 43.1773
DAN121 | VH-02 Vibration hose 1/2" |  |  | 47.0361
DAN122 | VH-03 Vibration hose 5/8" |  |  | 50.4778
DAN123 | VH-04 Vibration hose 3/4" |  |  | 84.7797
DAN124 | VH-05 Vibration hose 7/8" |  |  | 96.8256
DAN125 | VH-06 Vibration hose 1 1/8" |  |  | 104.8889
DAN126 | VH-07 Vibration hose 1 3/8" |  |  | 151.04
DAN127 | VH-08 Vibration hose 1 5/8" |  |  | 209.1432
DAN128 | VH-09 Vibration hose 2 1/8" |  |  | 288.5493
DAN129 | VH-10 Vibration hose 2 5/8" |  |  | 605.7333
DAN130 | VH-11 Vibration hose 3 1/8" |  |  | 903.0933
DAN136 | Packless VAF-04 Vibration hose 1/2" |  |  | 58.4636
DAN137 | Packless VAF-08 Vibration hose 7/8" |  |  | 111.5636
DAN143 | HARRIS SILVER ROD 0% (55LGTHS/kg) |  |  | ~
DAN144 | HARRIS SILVER ROD 0% (1LGTHS) |  |  | ~
DAN145 | GALFLO SILVER ROD 0% (55LGTHS/kg) |  |  | 130
DAN146 | GALFLO SILVER ROD 0% (1LGTH) |  |  | 2.7576
DAN147 | 250g finex powder flux |  |  | 110.8333
DAN148 | 35% harris welding rod (1kg, 48lgth) |  |  | 5909.1487
DAN148.1 | 45% harris welding rod (1kg, 48lgth) |  |  | 7597.4769
DAN149 | 35% harris welding rod (1lgth) |  |  | 133.3662
DAN149.1 | 45% harris welding rod (1lgth) |  |  | 171.4708
DAN150 | TRACE 2 (16 OZ) |  |  | 183.5556
DAN151 | GAS LEAK DETECTOR 8oz |  |  | 34.4167
0 | ALCU-Q303 aluminium welding rod (per kg) |  |  | 332.2356
0 | ALCU-Q301 aluminium welding rod (per kg) |  |  | 246.5763
DAN152 | Refco 7230587+ +MR-205-DS-MULTI-16Bar | REFCO ORIGINAL TOOL & PARTS |  | 81.847
DAN153 | Refco 4664430+ +MR-305- DS-MULTI-35 Bar |  |  | 81.847
DAN154 | Refco 9884898 BM2-6-DS-R22 Manifold Set C/W 60" Hose |  |  | 483.291
DAN155 | Refco 9881278C CL-36 Charging Hose 36" |  |  | ~
DAN156 | Refco 9881276C CL-60 Charging Hose 60" |  |  | 177.752
DAN157 | Refco RS-16 (1/8" ~ 5/8") Mini Tube Cutter |  |  | ~
DAN158 | Refco RS-25 (1/8" ~ 1") Mini Tube Cutter |  |  | ~
DAN159 | Refco RD-35 (1/8" ~ 1 3/8") Big Tube Cutter |  |  | ~
DAN160 | Refco RD-42 (1/8" ~ 1 3/4") Big Tube Cutter |  |  | ~
DAN161 | Refco 9881466R FA-127-C ratchet wrench |  |  | ~
DAN162 | Refco 4506201R FA-I27-Offset ratchet Wrench |  |  | ~
DAN164 | 7V Solenoid Valve Coil (220VAC/50Hz, 240V/60Hz) | SPORLAN Solenoid Valve Coil and connector |  | 29.2
DAN165 | 7V Solenoid Valve Coil (110VAC/50Hz, 120VAC/60Hz) |  |  | 30.8
DAN168 | 7V Solenoid Valve DIN Connector (PG9 & PG11) |  |  | 11
DAN170 | 7V4F2 Direct Operated, 1/4" SAE (1/4 - 1/2HP) |  |  | 106
DAN179 | C-083 3/8" SAE Flare |  |  | ~
DAN180 | C-163 3/8" SAE Flare |  |  | 33.4286
DAN181 | C-164 1/2" SAE Flare |  |  | 34.4286
DAN182 | C-165 5/8" SAE Flare |  |  | 36.6667
DAN183 | PK110 single low pressure (auto 10psi~60psi) | SPORLAN Pressure Switches Pressure |  | ~
DAN184 | PK502 single low pressure (auto 5psi~15psi) |  |  | 64.3333
DAN185 | PK503 single low pressure (auto 5psi~30psi) |  |  | ~
DAN186 | PK506 single low pressure (auto 15psi~60psi) |  |  | ~
DAN187 | PK506M single low pressure (manual 15psi~60psi) |  |  | ~
DAN188 | PK516 single high pressure (auto 29psi~72psi) |  |  | ~
DAN189 | PK520 single high pressure (auto 20psi~80psi) |  |  | ~
DAN190 | PK530D single high pressure (auto 50psi~150psi) |  |  | ~
DAN191 | PK530M single high pressure (manual 50psi~150psi) |  |  | 64.3333
DAN196 | ERVE-6-C (4X5X2 ODF 5') R22 exp-valve |  |  | 155.5
DAN198 | ERVE-10-C (5X7X2 ODF 5') R22 exp-valve |  |  | 187.8333
DAN199 | ERVE-12-C (5X7X2 ODF 5') R22 exp-valve |  |  | 187.8333
DAN201 | ERSE-9-C (5X7X2 ODF 5') R404,507 exp-valve |  |  | 198.8333
DAN202 | Y1037-FV-3-180 3X3 ODF5' Injection valve | INJECTION VALVE |  | 477.7778
DAN203 | TCLE 5 HW 100 SAE EE 5FT 1/2 X 5/8 SAE ANG 6A (12) | COPELAND EXP-VALVE |  | 369.5135
DAN204 | TCLE 71/2 HW 100 SAE EE 5FT 1/2 X 5/8 SAE ANG 6A (12) |  |  | 369.5135
DAN205 | TCLE 10 HW 100 SAE EE 5FT 1/2 X 5/8 SAE ANG 6A (12) |  |  | 369.5135
DAN206 | TCLE 12 HW 100 SAE EE 5FT 1/2X5/8 SAEANG 6A (12) |  |  | 369.5135
DAN207 | TJLE 14 HW100 SAE EE 5FT 5/8 X 7/8 ODF ANG 6A (12) |  |  | ~
DAN208 | TJRE 18 HW100 SAEEE 5FT 7/8 ODF X 1-1/8 ODM ANG 6A (12) |  |  | ~
DAN209 | TER 22 HW100 SAE EE 10FT 7/8 ODF X 1-1/8 ODM ANG 6A (6) |  |  | ~
DAN210 | TER 26 HW100 SAE EE 10FT 7/8 ODF X 1-1/8 ODM ANG 6A (6) |  |  | ~
DAN211 | TIR 55 HW100 SAE EE 10FT 7/8 ODF X 1-1/8 ODM ANG 6A (6) |  |  | ~
DAN212 | THR 75 HW100 SAEEE 10FT 1-1/8 X 1-1/8 ODM ANG 6A (6) |  |  | ~
DAN213 | TRAE+ 20HW100 SAE EE 10FT 7/8X1-1/8 ODF S/T 6A (6) |  |  | 540.1392
DAN214 | TRAE+ 30HW100 SAE EE 10FT 7/8X1-1/8 ODF S/T 6A (6) |  |  | 540.1392
DAN215 | TRAE+ 40 HW100 SAE EE 15FT 7/8 X 1-1/8 ODF S/T 6A (6) |  |  | 540.1392
DAN216 | TRAE 50 HW100 SAE EE 10FT 1-1/8X1-3/8 ODF S/T6A (6) |  |  | ~
DAN217 | TRAE 60 HW100 SAE EE 10FT 1-1/8 X 1-3/8 ODF S/T 6A (6) |  |  | ~
DAN218 | TRAES 5 SW45 (R507 EXP VALVE COPELAND) |  |  | 217.0275
DAN218.1 | TRAES 7 SW45 (R507 EXP VALVE COPELAND) |  |  | 217.0275
DAN218.2 | TRAES 7.5 SW45 (R507 EXP VALVE COPELAND) |  |  | 217.0275
DAN218.3 | TRAES 10 SW45 (R507 EXP VALVE COPELAND) |  |  | 217.0275
DAN218.6 | TRAES 5 SZ (R507 EXP VALVE COPELAND) |  |  | 217.0275
DAN218.7 | TRAES 7.5 SZ (R507 EXP VALVE COPELAND) |  |  | 217.0275
DAN218.8 | TA-HW100 (R22 EXP-VALVE COPELAND) |  |  | 129.8925
DAN218.9 | TAE-HW100 (R22 EXP-VALVE COPELAND) |  |  | 145.0359
DAN218.10 | TA-SW75 (R507 EXP-VALVE COPELAND) |  |  | 129.8925
DAN218.11 | TAE-SW75 (R507 EXP-VALVE COPELAND) |  |  | 145.0359
DAN218.12 | TAO-0 ORIFICE COPELAND |  |  | 34.2061
DAN218.13 | TAO-1 ORIFICE COPELAND |  |  | 34.2061
DAN218.14 | TAO-2 ORIFICE COPELAND |  |  | 34.2061
DAN218.15 | TAO-3 ORIFICE COPELAND |  |  | 34.2061
DAN218.16 | TAO-4 ORIFICE COPELAND |  |  | 34.2061
DAN218.17 | TAO-5 ORIFICE COPELAND |  |  | 34.2061
DAN218.18 | TAO-6 ORIFICE COPELAND |  |  | 34.2061
DAN218.19 | DX3-008 (R22) |  |  | 1460.474
DAN218.20 | DX3-010 (R22) |  |  | 1475.6689
DAN218.21 | DX3-012 (R22) |  |  | 1489.7153
DAN218.22 | DX3-015 (R22) |  |  | 1504.8218
DAN218.23 | DX3-020 (R22) |  |  | 1521.2535
DAN218.24 | DIXELL TRANSFORMER TF20D |  |  | 167.9209
DAN217.1 | TCLE 4.5 SW100 SAE EE 10FT 5/8 X 7/8 ODF R-404A (12) |  |  | 362.1692
DAN219 | A-WZ 5582 4 STD - 1/2" (6)060933 | Emerson Oil Separator - "AW" Series" |  | 266.2949
DAN220 | A-WZ 5585 5 STD - 5/8" (6)060934 |  |  | 284.0061
DAN221 | A-WZ 5587 7 STD - 7/8" (6)060931 |  |  | 295.9964
DAN222 | A-WZ 5588 9 STD - 1 1/8" (6)060974 |  |  | 302.7361
DAN223 | A-WZ 5690 9 STD - 1 1/8" x 6" DIA.065152 |  |  | ~
DAN224 | A-WZ 5590 11 STD - 1 3/8" (6)060930 |  |  | 325.6979
DAN225 | A-WZ 5690 11 STD - 1 3/8" x 6" DIA.060978 |  |  | 589.0932
DAN226 | A-WZ 5692 13 STD 1 5/8" 060979 |  |  | 676.3169
DAN228 | OMB-JB1 C/W ASC 2 ELECTRONIC WITH ALARM (65365) |  |  | 1235.2023
DAN229 | OW4-020 Oil Level Regulator Base Unit (Body) |  |  | 775.9726
DAN229.01 | OM0-CUA- 3- / 4-hole adapter for Bitzer |  |  | 211.8862
DAN229.02 | OM0-CCD Rotalock adapter 1-3/4”-12UNF for Copeland |  |  | 144.6048
DAN229.03 | OM0-CCE Rotalock adapter 1-1/4”-12UNF for Copeland |  |  | 118.2217
DAN229.04 | OW-24V-3 804945 Power Supply Cable 24VAC 3 m |  |  | 42.7241
DAN229.05 | OM3-N60 804911 Alarm Relay Cable 6 m |  |  | 66.1859
DAN229.06 | OW4-020 Oil Level Regulator 3-/4-hole for Bitzer c/w set |  |  | 1000.561
DAN229.07 | OW4-020 Oil Level Regulator 1-3/4”-12UNF for Copeland c/w |  |  | 939.1815
DAN229.08 | OW4-020 Oil Level Regulator 1-1/4”-12UNF for Copeland |  |  | 915.1127
DAN230 | STAS-489 T STD 1 1/8" FILTER SHELL |  |  | 335.0372
DAN231 | EK163 EMERSON FILTER DRIER | Emerson Filter Shell (EK Series) |  | 43.065
DAN232 | EK164 EMERSON FILTER DRIER |  |  | 43.065
DAN233 | EK165 EMERSON FILTER DRIER |  |  | 43.065
DAN234 | EK304 EMERSON FILTER DRIER |  |  | 83.2354
DAN235 | EK305 EMERSON FILTER DRIER |  |  | 83.2354
DAN236 | EK306 EMERSON FILTER DRIER |  |  | 83.2354
DAN237 | PS2-L7AS EMERSON HI-LO PRESSURE CONTROL (MANUAL/AUTO) |  |  | ~
| R134a R22 R404A/507C R407C | CAGE Selection
| 3/4 1 1/2 1 | X22440-B2B
| 1 1/2 2 1 2 | X22440-B3B
| 2 1/2 3 2 3 | X22440-B4B
| 3 1/2 5 3 5 | X22440-B5B
| 5 1/2 7 1/2 4 1/2 7 1/2 | X22440-B6B
| 7 1/2 10 7 10 | X22440-B7B
| 9 12 8 12 | X22440-B8B
| 11 14 9 14 | XC724-B5B
| 13 18 12 18 | X11873B5B
| 16 22 14 22 | X9117-B6B
| 19 26 16 26 | X9117-B7B
| 25 35 21 35 | X9117-B8B
| 31 45 27 45 | X9117-B9B
| 45 55 37 55 | X9166-B10B
| 55 70 48 70 | X9144-B11B
| 68 85 60 85 | X9144-B13B
| 68 100 60 100 | X9144-B14B
Orifice no | TX,TS rated capacity in ton
| R22 | R404A,507
0 | 0.51 | 0.37
1 | 0.99 | 0.75
2 | 1.34 | 1.05
3 | 2.27 | 1.79
4 | 3.45 | 2.83
5 | 4.76 | 3.71
6 | 5.6 | 4.42
Orifice no | TX,TS rated capacity in ton
| R22 | R404A,507
0.5 | 2.97 | 2.33
1 | 5.46 | 4.26
2 | 7.51 | 5.86
3 | 9.66 | 7.51
4 | 13.1 | 10.2
5 | 16.3 | 14.5
6 | 21.8 | 18.3

## VALVE
DATE :28.9.26
ITEM CODE | MODEL | SIZE | DESCRIPTION | PACKING | (RM) | Picture
KOR001 | SGF6 | 1/4" | Sight glass (flare type) |  | 23.2609
KOR002 | SGF10 | 3/8" |  |  | 24.7642
KOR003 | SGF12 | 1/2" |  |  | 33.5464
KOR004 | SGF16 | 5/8" |  |  | 43.5153
KOR005 | SGF19 | 3/4" |  |  | 56.1743
KOR005.1 | 1/4 oil sight glass | 1/4" (60mm) | M&F sigth glass |  | 29.5904
KOR005.2 | 3/8 oil sight glass | 3/8"(64mm) |  |  | 33.1508
KOR005.3 | SYFL2-1/2 | 0 |  |  | 36.1177
KOR005.4 | SYFL2-5/8 | 0 |  |  | 41.7747
KOR006 | SG19 | 3/4NPT" | Sigth glass npt 3/4" |  | 24.2293
KOR007 | SGW6 | 1/4" | Sight glass (welding type) |  | 23.2372
KOR008 | SGW10 | 3/8" |  |  | 24.7642
KOR009 | SGW12 | 1/2" |  |  | 33.5068
KOR010 | SGW16 | 5/8" |  |  | 43.5153
KOR011 | SGW19 | 3/4" |  |  | 56.1743
KOR012 | SGW22 | 7/8" |  |  | 64.3236
KOR013 | SGW28 | 1 1/8" |  |  | 81.4923
KOR013.01 | 3/8" CHECK VALVE STRAIGHT TYPE | 3/8" | CHECK VALVE | 1/2 (D22) | 37.977
KOR013.1 | 1/2" CHECK VALVE STRAIGHT TYPE | 1/2" |  | 1/2 (D29) | 47.7379
KOR014 | 5/8" CHECK VALVE STRAIGHT TYPE | 5/8" |  | 5/8 (D29) | 65.3512
KOR015 | 3/4" CHECK VALVE STRAIGHT TYPE | 3/4" |  | 3/4 (D41) | 93.5324
KOR016 | 7/8" CHECK VALVE STRAIGHT TYPE | 7/8" |  | 7/8 (D41) | 94.7471
KOR017 | 1 1/8" CHECK VALVE STRAIGHT TYPE | 1-1/8" |  | 1-1/8 (D54) | 199.2118
KOR018 | 1 3/8" CHECK VALVE STRAIGHT TYPE | 1-3/8" |  | 1-3/8 (D54) | 208.9294
KOR019 | 1 5/8" CHECK VALVE STRAIGHT TYPE | 1-5/8" |  | 1-5/8 (D54) | 218.6471
KOR020 | 1 1/8" CHECK VALVE)ANKLE TYPE | 1-1/8" |  |  | 305.9259
KOR021 | 1 3/8" CHECK VALVE ANKLE TYPE | 1-3/8" |  |  | 305.9259
KOR026 | QC BALL VALVE C/W PORT (1/4") | 1/4" | KOREA Refrigerant Ball Valve with charge port |  | 49.8448
KOR027 | QC BALL VALVE C/W PORT (3/8") | 3/8" |  |  | 51.4272
KOR028 | QC BALL VALVE C/W PORT (1/2") | 1/2" |  |  | 52.2184
KOR029 | QC BALL VALVE C/W PORT (5/8") | 5/8" |  |  | 53.0096
KOR030 | QC BALL VALVE C/W PORT (3/4") | 3/4" |  |  | 77.5364
KOR031 | QC BALL VALVE C/W PORT (7/8") | 7/8" |  |  | 83.8659
KOR032 | QC BALL VALVE C/W PORT (1 1/8") | 1-1/8" |  |  | 132.9195
KOR033 | QC BALL VALVE C/W PORT (1 3/8") | 1-3/8" |  |  | 186.7203
KOR034 | QC BALL VALVE C/W PORT (1 5/8") | 1-5/8" |  |  | 272.9598
KOR035 | QC BALL VALVE C/W PORT (2 1/8") | 2-1/8" |  |  | 472.3391
KOR036 | QC BALL VALVE C/W PORT (2 5/8") | 2-5/8" |  |  | 526.931
KOR041 | SDA-22C300T 27bar (NPT1/4") | NPT1/4" X 3/8" | SAFETY PRESSURE VALVE (27bar,22.9bar reset)(390psi,330psi reset) |  | 158.6508
KOR042 | SDA-22C300T 27bar (NPT3/8") | NPT3/8" X 3/8" |  |  | 158.6508
KOR042.1 | SDA-22C300T 27bar (NPT1/2") | NPT1/2" X 3/8" |  |  | 158.6508
KOR042.2 | SAFETY BALL VALVE 3/8" | 0 |  |  | 76.1524
KOR042.3 | SAFETY BALL VALVE 1/2" | 0 |  |  | 76.1524
KOR043 | HAV1 ANKLE VALVE 3/8" | 3/8" | ANKLE VALVE (BRASS MATERIAL) |  | ~
KOR044 | HAV2 ANKLE VALVE 1/2" | 1/2" |  |  | 37.977
KOR045 | HAV3 ANKLE VALVE 5/8" | 5/8" |  |  | 37.977
KOR046 | HAV5 ANKLE VALVE 3/4" | 3/4" |  |  | 59.5549
KOR047 | HAV6 ANKLE VALVE 7/8" | 7/8" |  |  | ~
KOR048 | HAV8 ANKLE VALVE 1 1/8" | 1-1/8" |  |  | ~
KOR049 | HAV9 ANKLE VALVE 1 3/8" | 1-3/8" |  |  | 111.3417
KOR050 | HAV11 ANKLE VALVE 1 5/8" | 1-5/8" |  |  | 182.9801
KOR051 | HAV12 ANKLE VALVE 2 1/8" | 2-1/8" |  |  | 201.9687
KOR052 | OV34-SY (35mm, 1 1/8") SERVICE VALVE | 1-1/8" | Panasonic scroll valve |  | 73.0266
KOR053 | OV32-SY (30mm, 3/4") SERVICE VALVE | 3/4" |  |  | 59.1808
KOR054 | OV34-A (30mm, 1 1/8") SERVICE VALVE | 1 1/8" |  |  | 59.1808
KOR055 | OV32-A (30mm, 3/4") SERVICE VALVE | 3/4" |  |  | 59.1808
KOR055.1 | TBVC 15 (1 3/8") STAND VALVE | 0 |  |  | 150.8022
KOR055.3 | CVC10 1 5/8" CHECK VALVE | 0 |  |  | 301.2743
KOR080 | DPF(Ts01) 2.4c-01 Elect exp-valve c/w coil pqm-10012-00058 | 12.3KW | 3ton |  | 90.507
KOR080.1 | DPF(Ts01) 2.4c-01 Elect exp-valve c/w coil pqm-10012-00058,Controller,Pressure sensor,tranformer | 12.3KW | 3ton |  | 906.5526
KOR081 | DPF(Ts01) 3.0c-01 Elect exp-valve c/w coil pqm-10012-00058 | 14.7KW | 5ton |  | 97.5668
KOR081.1 | DPF(Ts01) 3.0c-01 Elect exp-valve c/w coil pqm-10012-00058,Controller,Pressure sensor,transformer | 14.7KW | 5ton |  | 913.6125
KOR082 | DPF(Ts01) 3.2c-01 Elect exp-valve c/w coil pqm-10012-00058 | 19.6KW | 7.5ton |  | 111.5453
KOR082.1 | DPF(Ts01) 3.2c-01 Elect exp-valve c/w coil pqm-10012-00058,Controller,Pressure sensor,transformer | 19.6KW | 7.5ton |  | 927.5909
KOR083 | DPF(Ts01) 4.0c-01 Elect exp-valve c/w coil pqm-03012-00009 | 29.4KW | 9ton |  | 219.5607
KOR083.1 | DPF(Ts01) 4.0c-01 Elect exp-valve c/w coil pqm-03012-00009,Controller,Pressure sensor,transformer | 29.4KW | 9ton |  | 1035.6063
KOR084 | DPF(Ts01) 4.5c-01 Elect exp-valve c/w coil pqm-03012-00009 | 36.8KW | 11ton |  | 222.3846
KOR084.1 | DPF(Ts01) 4.5c-01 Elect exp-valve c/w coil pqm-03012-00009,Controller,Pressure sensor,transformer | 36.8KW | 11ton |  | 1038.4303
KOR085 | PQM-10012-00058 VALVE COIL | 0 |  |  | 40.5658
KOR086 | PQM-03012-00009 VALVE COIL | 0 |  |  | 77.5522
KOR087 | SEC-601-00 Controller c/w temp sensor | 0 |  |  | 443.5926
KOR088 | SEC-601-R4-24 Controller c/w temp sensor | 0 |  |  | 443.5926
KOR088.1 | SEC-612-R4 Controller wifi c/w temp sensor | 0 |  |  | 443.5926
KOR089 | YCQB02L28 Pressure sensor | 0 |  |  | 103.6549
KOR089.1 | NTC5K SENSOR |  |  |  | 26.6425
KOR090 | Meanwell LRS-50-24 tranformer | 0 |  |  | 131.0098
KOR091 | 3 WAY REVERSING VALVE | 0 |  |  | 136.0471
KOR092 | MDF-A03-3L003 (3/8") solenoid valve c/w coil | 1hp-2hp |  |  | 110.365
KOR093 | MDF-A03-6L001 (3/8") solenoid valve c/w coil | 2.5hp-3.5hp |  |  | 127.5371
KOR093.1 | MDF-A03-6L003 (1/2") solenoid valve c/w coil | 4hp-5hp |  |  | 127.5371
KOR094 | MDF-A03-10L003 (1/2") solenoid valve c/w coil | 5hp-7.5hp |  |  | 152.0668
KOR095 | MDF-A03-15L001 (5/8") solenoid valve c/w coil | 8hp-18hp |  |  | 184.559
KOR093.01 | MDF-A03-6H002 (3/8") SANHUA SOLENOID VALVE C/W COIL (WELDING) | 2.5hp-3.5hp |  |  | 127.4993
KOR094.01 | MDF-A03-10H002 (1/2") SANHUA SOLENOID VALVE C/W COIL (WELDING) | 6hp-7.5hp |  |  | 153.9566
KOR095.01 | MDF-A03-15H002 (5/8") SANHUA SOLENOID VALVE C/W COIL (WELDING) | 8hp-18hp |  |  | 184.559
KOR096 | MDF-A03-15H003 (7/8") solenoid valve c/w coil | 25hp |  |  | 209.1944
KOR097 | MDF-A03-20H001 (7/8") solenoid valve c/w coil | 30hp-35hp |  |  | 289.4092
KOR098 | MDF-A03-20H003 (1 1/8") solenoid valve c/w coil | 40hp |  |  | 303.1906
KOR099 | MDF-A03-22H008 (1 1/8") solenoid valve c/w coil | 50hp |  |  | 353.7224
KOR100 | MQ-A0322G-00001 230V COIL | 0 |  |  | 47.6434
KOR101 | MQ-A0322G-00001 12VDC COIL | 0 |  |  | 64.6665
KOR102 | MQ-A0324G-00001 24VDC COIL | 0 |  |  | 64.6665
KOR103 | FDF3A08 C/W COIL SOLENOID VALVE (3/8") | 0 |  |  | 44.0955
KOR103.1 | FDF6A58 C/W COIL SOLENOID VALVE (3/8") | 0 |  |  | 57.1765
KOR103.2 | FDF11A16 solenoid valve with coil (1/2") | 0 |  |  | 149.5345
KOR103.3 | FDF13A12 solenoid valve with coil (5/8") | 0 |  |  | 171.5295
KOR104 | FQ-A0522G SOLENOID COIL | 0 |  |  | 20.0434
KOR105 | DN40 (1 5/8") FORGED STEEL VALVE C/W CHECK VALVE | 1 5/8" | FORGED STEEL VALVE C/W CHECK VALVE (gold label) |  | 391.9469
KOR106 | DN50 (2 1/8") FORGED STEEL VALVE C/W CHECK VALVE | 2 1/8" |  |  | 479.3318
KOR107 | DN65 (2 5/8") FORGED STEEL VALVE C/W CHECK VALVE | 2 5/8" |  |  | 584.7076
KOR108 | DN80 (3 1/8") FORGED STEEL VALVE C/W CHECK VALVE | 3 1/8" |  |  | 706.7895
KOR109 | DN100 (4 1/8") FORGED STEEL VALVE C/W CHECK VALVE | 4 1/8" |  |  | 1078.0324
KOR110 | DN40N (1 5/8") FORGED STEEL VALVE | 1 5/8" | FORGED STEEL VALVE (blue label) |  | 321.2679
KOR111 | DN50N (2 1/8") FORGED STEEL VALVE | 2 1/8" |  |  | 426.6438
KOR112 | DN65N (2 5/8") FORGED STEEL VALVE | 2 5/8" |  |  | 483.187
KOR113 | DN80N (3 1/8") FORGED STEEL VALVE | 3 1/8" |  |  | 605.2688
KOR114 | DN100N (4 1/8") FORGED STEEL VALVE | 4 1/8" |  |  | 855.8578

## Oil separator
DATE :28.9.26
ITEM CODE | MODEL | AIRMENDER ORIGINAL SPARE PARTS | SIZE(inch) | PACKING | (RM) | Picture | A (diameter) | SHELL B (lgth) | SHELL C (lgth) | D | E
AIR001 | QC-205S | Suction accumulator | 5/8" |  | 80.9715 |  | 4 | 8.47 | 1.37 | 1.39 | 2.12
AIR002 | QC-206 |  | 3/4" |  | 106.7558 |  | 5.5 | 10.24 | 1.57 | 3.5 | 3.15
AIR003 | QC-207S |  | 7/8" |  | 103.6647 |  | 5.5 | 10.24 | 1.57 | 3.5 | 3.15
AIR004 | QC-207 |  | 7/8" |  | 119.4217 |  | 5.5 | 12.6 | 1.57 | 4.36 | 3.15
AIR005 | QC-211 |  | 11/8" |  | 161.7169 |  | 6.5 | 15.75 | 1.77 | 7.4 | 3.15
AIR006 | QC-213 |  | 13/8" |  | 195.4173 |  | 6.5 | 20.87 | 2.16 | 9.9 | 3.31
AIR007 | QC-215 |  | 15/8" |  | 241.4143 |  | 6.5 | 22.84 | 2.16 | 10.9 | 3.23
AIR008 | QC-221 (BIG) |  | 21/8" |  | 580.5221 |  | 8.5 | 28 | 2.36 | 24.2 | 5.12
AIR009 | RA-225(立式) VERTICAL TYPE |  | 25/8" |  | 843.4986 |  | 10.75 | 25.6 | 2.95 | 33.4 | 6.3
AIR010 | RA-231(立式) VERTICAL TYPE |  | 31/8" |  | 1254.84 |  | 12.75 | 23.62 | 2.95 | 43.19 | 7.09
AIR010.2 | CXQF65-50L (2 5/8") S.ACC |  | 25/8" |  | 1234.7527
AIR010.3 | CXQF76-50L (3 1/8") S.ACC |  | 31/8" |  | 1309.5862
AIR012 | S-QF90L (4") S.ACCUMULATOR |  | 4" |  | 1746.1149
AIR012.1 | ZTQ-A090T 2 IN1 S.ACCUMULATOR |  | 7/8",1 1/8" |  | 439.0232
AIR012.2 | ZTQ-A110T 3 IN1 S.ACCUMULATOR |  | 7/8",1 3/8" |  | 507.6205
AIR014 | QC-55824 OIL SEPARATOR 1/2" |  | 1/2" |  | 127.2169 |  | 4 | 9.64 | 1.18 | 1.89
AIR015 | QC-55855 OIL SEPARATOR 5/8" |  | 5/8" |  | 147.422 |  | 4 | 13.38 | 1.38 | 1.89
AIR016 | QC-55877 OIL SEPARATOR 7/8" |  | 7/8" |  | 158.647 |  | 4 | 16.34 | 1.58 | 1.89
AIR017 | QC-55899 OIL SEPARATOR 1 1/8" |  | 11/8" |  | 199.0361 |  | 4 | 17.52 | 1.77 | 1.89
AIR018 | QC-559011 OIL SEPARATOR 1 3/8" |  | 13/8" |  | 225.9805 |  | 4 | 18.7 | 1.97 | 1.97
AIR019 | QC-56899B OIL SEPARATOR 1 1/8" |  | 11/8" |  | 264.3546 |  | 5.5 | 15.55 | 1.77 | 2.76
AIR020 | QC-569011B OIL SEPARATOR 1 3/8" |  | 13/8" |  | 292.6821 |  | 5.5 | 16.73 | 1.97 | 2.76
AIR021 | QC-569213B OIL SEPARATOR 1 5/8" |  | 15/8" |  | ~ |  | 5.5 | 17.91 | 1.97 | 2.76
AIR022 | QC-569417B OIL SEPARATOR 2 1/8" |  | 21/8" |  | 381.1875 |  | 6 | 19.3 | 2.4 | 2.99
AIR040.1 | HSAR-411 | ACCUMULATOR WITH RECEIVER | 1/2" , 1 1/8" (4HP-6HP) |  | 539.0562
AIR040.2 | HSAR-513 |  | 5/8" , 1 3/8" (8HP-12HP) |  | 631.9398
AIR040.3 | HSAR-515 |  | 5/8" , 1 5/8" (15HP-20HP) |  | 756.3373
AIR040.4 | HSAR-721 |  | 7/8" , 2 1/8" (25HP-30HP) |  | 1099.6747
AIR041 | OR-6206 (6litres) | OIL RECEIVERS | 3/8" |  | 452.3333
AIR042 | OR-6208 (8litres) |  | 3/8" |  | 550.6667
AIR043 | OR-6210 (10litres) |  | 3/8" |  | 688.3333
AIR044 | OR-6314 (14litres) |  | 3/8" |  | 876.4778
AIR045 | OR-6316 (16litres) |  | 3/8" |  | 908.6
AIR046 | QC-485T | FILTER SHELL BLUES | 5/8" |  | 176.2892
AIR047 | QC-487T |  | 7/8" |  | 181.1229
AIR048 | QC-489T |  | 11/8" |  | 184.1084
AIR049 | QC-4811T |  | 13/8" |  | 189.0843
AIR050 | QC-4813T |  | 15/8" |  | 189.0843
AIR051 | QC-4817T |  | 21/8" |  | 199.0361
AIR052 | QC-4821T |  | 2 5/8" |  | 206.0024
AIR053 | QC-4825T |  | 3 1/8" |  | 218.9398
AIR054 | QC-9611T (2 CORES) |  | 13/8" |  | 238.8434
AIR055 | QC-9613T (2CORES) |  | 15/8" |  | 264.7181
AIR056 | QC-9617T (2CORES) |  | 21/8" |  | 264.7181
AIR057 | QC-9621T (2CORES) |  | 2 5/8" |  | 284.6217
AIR058 | BLR/STAS-9625T (2CORES) |  | 3 1/8" |  | 347.3181
AIR058.1 | SGS-2108 (4" H-100)2CORE |  | 4" |  | 449.001
AIR068 | 1 3/8" (11658) 5200 oil separator | OIL SEPARATOR | 13/8" | offer | 428.6932
AIR069 | 1 5/8" (13658) 5200 oil separator |  | 15/8" |  | 501.418
AIR070 | 2 1/8" 5200 oil separator (152mm) |  | 21/8" |  | ~
AIR071 | 2 1/8" 5200 oil separator (219mm) |  | 21/8" |  | ~
AIR079 | BLR/HSA-2407 | REFRIGERANT HEAT EXCHANGER SUCTION ACCUMULATORS | Suction 7/8" Liquid 1/2" | offer | 179.2248
AIR080 | BLR/HSA-2411 |  | Suction 1-1/8" Liquid 5/8" |  | 222.2456
AIR081 | BLR/HSA-2413 |  | Suction 1-3/8" Liquid 3/4" |  | 258.125
AIR082 | BLR/HSA-2415 |  | Suction 1-5/8" Liquid 7/8" |  | 408.6979
AIR083 | BLR/HSA-2417 / QC-4410 |  | Suction 2-1/8" Liquid 7/8" |  | 433.8252
AIR084 | BLR/HSA-2421 |  | Suction 2-5/8" Liquid 7/8" |  | 798.7248
AIR085 | F-6611Q (7lit , total vol 19.8lit) | Oil stored type Oil separator for rack system semi- hermertic | 1 3/8" |  | 799.474 |  | 165mm d | 765mm h
AIR086 | F-6613Q (7lit , total vol 19.8lit) |  | 1 5/8" |  | 820.7955 |  | 273mm d | 805mm h
AIR087 | 2 1/8" Oil storage separator (7.6l) |  | 21/8" |  | ~ |  | 325mm d | 947mm h
AIR088 | 2 1/8" Oil storage separator (9.2l) |  | 21/8" |  | ~ |  | 377mm d | 991mm h
AIR088.2 | F-8625Q (15lit , total 79lit) |  | 3 1/8" |  | 2516.6138 |  | 325mm d | 882mm h
AIR088.3 | OFD 053 OIL FILTER (3/8") | OIL FILTER | 3/8" |  | 31.0965
AIR088.4 | OFD-084 OIL FILTER (1/2") |  | 1/2" |  | 38.8706
AIR088.5 | OFD-085 OIL FILTER (5/8") |  | 5/8" |  | 39.8424
AIR088.6 | SFT-48Y OIL FILTER CORE |  | OIL FILTER CORE WASHABLE |  | 82.8157
AIR088.7 | Bitzer screw oil filter ZF3060W | bitzer oil filter | 0 |  | 217.9361
AIR088.8 | Refcomp screw oil filter 700358mp | refcomp oil filter | 0 |  | 249.5089
AIR088.9 | QCF-100 SUCTION FILTER CORE |  | SFT-100G |  | 105.2745
AIR088.10 | BLR/F48 SUCTION FILTER CORE |  |  |  | 38.7188
AIR088.11 | BITZER screw oil filter shell ZF3072 c/w 7/8" connector |  |  |  | 657.6544
AIR089 | 163S BURNED FILTER DRIER | BURN OUT FILTER WELDING |  |  | 44.0209
AIR089.1 | 164S BURNED FILTER DRIER |  |  |  | 45.1871
AIR089.2 | 165S BURNED FILTER DRIER |  |  |  | 45.6729
AIR089.3 | 305S BURNED FILTER DRIER |  |  |  | 69.9671
AIR089.4 | 306S BURNED FILTER DRIER |  |  |  | 71.4247
AIR090 | CYF-29L OIL SEPARATOR | External oil separator for screw compressor | 15/8" (30hp-40hp) c/w heater & optical level switch |  | 1578.6749
AIR090.1 | CYF-40L OIL SEPARATOR |  | 15/8" (40hp-50hp) c/w heater & optical level switch |  | 3429.089
AIR090.2 | CYF-60L OIL SEPARATOR |  | 21/8" (60hp) c/w heater & optical level switch |  | 3687.8882
AIR090.3 | CYF-90L OIL SEPARATOR |  | 21/8" (80hp-90hp) c/w heater & optical level switch |  | 3157.3499
AIR091 | Oil level regulator 5500-03205 | Oil level regulator | 0 |  | 291.5294
AIR092 | FSP-02 Oil level adapter (4fc - 4cc) | Oil level adapter (4fc - 4cc) | 0 |  | 100.1803
AIR092.1 | FSP-04 Oil level adapter (10hp-15hp sanyo) | Oil level adapter (10hp-15hp sanyo) | 0 |  | 99.8138
AIR092.2 | FSP-05 Oil level adapter (Copeland zb15-114,zfi23-81)1 1/4" rotalock | Oil level adapter (Copeland scroll) | 0 |  | 99.8138
AIR092.3 | FSP-06 Oil level adapter (Copeland zb130-220,zfi96-140)1 3/4" rotalock | Oil level adapter (Copeland scroll) | 0 |  | 180
AIR094 | FCV-30 | Oil diferential check valve | 30psi |  | 109.74
AIR095 | F-S1 (vertical) | Cut off valve for oil circuit | 1/4" |  | 24.6951
AIR097 | F-S3 (vertical) |  | 3/8" |  | 25.1441
AIR099 | ZHJT01 | 1/4ods*1/4sae | 0 |  | 9.7365
AIR100 | ZHJT02 | 3/8ods*3/8sae | 0 |  | 11.478
AIR101 | ZHJT03 | 1/2ods*1/2sae | 0 |  | 13.7736
AIR102 | ZHJT04 | 5/8ods*5/8sae | 0 |  | 17.2565
AIR103 | JT01 (1/4") NUT FITTING |  | 0 |  | 3.8241
AIR103.1 | JT02 (3/8") NUT FITTING |  | 0 |  | 6.5009
AIR103.2 | JT03 (1/2") NUT FITTING |  | 0 |  | 7.6481
AIR103.3 | JT04 (5/8") NUT FITTING |  | 0 |  | 10.7074
AIR104 | GPF45-060-11 (6L/MIN) | 6L / minute | Oil-flow relay |  | 690.1311
AIR105 | GPF45-100-11 (10L/MIN) | 10L / minute | Oil-flow relay |  | 690.1311
AIR106 | Oil flow connector 5/8" | 5/8" | 0 |  | 48.5248
AIR107 | Oil flow connector 7/8" | 7/8" | 0 |  | 51.7598
AIR108 | OUT69 Y( 4.5k ,AC110-230V)（Used for Refcomp screw) | Motor protector(for screw compressor,with phase sequence monitoring) | 0 |  | 873.4472
AIR109 | OUT69 Y( 11.4k ,AC110-230V)（Used for Refcomp screw) |  | 0 |  | 873.4472
AIR110 | SE-E1(115/230VAC,Dual supply)(Used fro bitzer screw) | Motor protector(for Bitzer screw compressor,with phase sequence monitoring) | 0 |  | 737.5776
AIR111 | OUT571 (AC110-230V,Dual supply) DP-II | Oil pressure differential | Include: Machine Head(0.65bar/M20x1.5) |  | 428.9596
AIR112 | INT276 LC Kriwan delta p II |  | INT276 LC oil level monitoring |  | ~
AIR113 | OLC-276 (115/230,Dual supply) | Optical Level Switch | Include: M20x1.5 (Monitoring glass prism ) |  | 291.1491
AIR114 | OLC-278 (115/230,Dual supply) | Optical Level Switch | Include: M20x1.5 (Monitoring glass prism ) |  | 309.75
AIR115 | OUT280 (AC230V) | Oil Level Regulator | 0 |  | 649.3506
AIR115.01 | OUT360R-114-36 (Copeland oil protection Zfi23-81,ZB15-114) | Oil Level Regulator COPELAND | (Copeland zb15-114,zfi23-81)1 1/4" rotalock |  | 508.1875
AIR115.02 | OUT360R-134-40 (Copeland oil protection Zfi96-140,ZB130-220) | Oil Level Regulator COPELAND | (Copeland zb130-220,zfi96-140)1 3/4" rotalock |  | 564.6527
AIR115.03 | OUT360R-F34 (Bitzer oil protetion) | Oil Level Protection BITZER 3/4hole | 0 |  | 496.8944
AIR115.04 | OUT360R-D1-168(Screw Oil separator level protection) | 0 | 0 |  | 543.4783
AIR116 | OUT680A-12/F34 | Oil Level Regulator BITZER | 0 |  | 966.9678
AIR116.1 | OUT680R-11/114-36 | Oil Level Regulator COPELAND | 0 |  | 928.8538
AIR116.2 | GPF4710 | OIL FLOW CONTROL BITZER SCREW | 0 |  | 1552.795
AIR116.3 | GDP20R | OIL PRESSURE CONTROL BITZER SCREW | 0 |  | 1009.3168
AIR116.4 | PTC110 (02D512S46) | PTC SENSOR BITZER SCREW | 0 |  | 252.3292
AIR116.5 | PTC140 (02D512S36) | PTC SENSOR BITZER SCREW | 0 |  | 155.2795
AIR140 | LNO-25KWA OIL COOLER | Oil COOLER | HL |  | 2770.0435
AIR141 | LNO-45KWA OIL COOLER | DISCHARGES MUFFLERS | HL |  | 4440.6368
AIR118 | CM-2203 |  | 3/8" |  | 81.2784
AIR119 | CM-2204 |  | 1/2" |  | 88.2168
AIR120 | CM-2205 |  | 5/8" |  | 91.1904
AIR121 | CM-2305 |  | 5/8" |  | 204.1872
AIR122 | CM-2307 |  | 7/8" |  | 215.0904
AIR123 | CM-2311 |  | 1-1/8" |  | 220.0464
AIR124 | CM-2411 |  | 1-1/8" |  | 277.536
AIR125 | CM-2413 |  | 1-3/8" |  | 337.008
AIR126 | CM-2415 |  | 1-5/8" |  | 344.9376
AIR127 | eco adaptor |  | 0 |  | 80
AIR128 | 7/8" Oil storage separator (3.9l) |  | 7/8 (580mmh * 102mmd) |  | 413.9437
AIR129 | 1 1/8" Oil storage separator (3.9l) |  | 1-1/8 |  | 416.0885
AIR130 | 1 1/8" Oil storage separator (7.6l) |  | 1-1/8 |  | 730.9431
AIR131 | 1 3/8" Oil storage separator (7.6l) |  | 1-3/8 |  | 787.5654
AIR132 | 1 5/8" Oil storage separator (7.6l) |  | 1-5/8 |  | 806.4396
AIR133 | 2 1/8" Oil storage separator (7.6l) |  | 2-1/8 |  | 899.0943
AIR134 | 2 1/8" Oil storage separator (9.2l) |  | 2-1/8 |  | 1181.3482

## HUB
DATE :28.9.26
ITEM CODE | PRODUCT | Spec. | DESCRIPTION | PACKING | (RM) | Picture
HUB001 | AH-D-04 | 1/4" | HUB HAND VALVE (FLARE&WELDING) |  | 31.8354
HUB002 | AH-D-06 | 3/8" |  |  | 48.1833
HUB003 | AH-D-08 | 1/2" |  |  | 71.4146
HUB004 | AH-D-10 | 5/8" |  |  | 90.3438
HUB005 | AH-D-12 | 3/4" |  |  | ~
HUB005.12 | 3/4" (HS) TWO WAY VALVE | 3/4" |  |  | 116.4596
HUB005.13 | 1" (HS) TWO WAY VALVE | 1" |  |  | ~
HUB005.14 | 1/2" (HS) THREE WAY VALVE | 1/2" | 3 way water valve (honeywell type) |  | ~
HUB005.15 | 3/4" (HS) THREE WAY VALVE | 3/4" |  |  | 132.3758
HUB005.16 | 1" (HS) THREE WAY VALVE | 1" |  |  | ~
HUB005.17 | DF/F-02-215 (2 way valve) | 1/2" | 2 way water valve (Johnson control type) |  | 111.2836
HUB005.18 | DF/F-02-220 (2 way valve) | 3/4" |  |  | 111.2836
HUB005.19 | DF/F-03-220 (3 way valve) | 1/2" | 3 way water valve (Johnson control type) |  | 135.8696
HUB005.20 | DF/F-03-220 (3 way valve) | 3/4" |  |  | 135.8696
HUB005.21 | SNYCOM MOTOR 230V | 0 | 230v motor |  | 56.2219
HUB005.25 | DQF-B-215 | 1/2" | 2 way water valve |  | ~
HUB005.26 | DQF-B-220 | 3/4" |  |  | ~
HUB005.27 | DQF-B-225 | 1" |  |  | 201.8634
HUB005.28 | DQF-B-232 | 1 1/4" |  |  | 265.2692
HUB005.29 | DQF-B-240 | 1 1/2" |  |  | 355.8489
HUB005.30 | DQF-D-232 | 1 1/4" |  |  | 540.8903
HUB005.31 | DQF-D-240 | 1 1/2" |  |  | 636.646
HUB005.32 | DQF-D-250 | 2" |  |  | 775.7505
HUB005.33 | DQF-B-315 | 1/2" | 3 way water valve 电动三通球阀 |  | ~
HUB005.34 | DQF-B-320 | 3/4" |  |  | ~
HUB005.35 | DQF-B-325 | 1" |  |  | 227.7433
HUB005.36 | DQF-B-332 | 1 1/4" |  |  | 284.6791
HUB005.37 | DQF-B-340 | 1 1/2" |  |  | 388.1988
HUB005.38 | DQF-D-332 | 1 1/4" |  |  | 569.3582
HUB005.39 | DQF-D-340 | 1 1/2" |  |  | 672.8778
HUB005.40 | DQF-D-350 | 2" |  |  | 841.0973
HUB005.41 | DQF-B (small motor) | 0 |  |  | 85.4037
HUB005.42 | DQF-DK (big motor) | 0 |  |  | 370.0828
HUB006 | V 01 (V01-V06) MT22,MT28 | 3/8" | MANEUROP SERVICE VALVE |  | 32.2656
HUB007 | V 02 (V02 -V04) MT80~MT125 stell | 1 1/8" |  |  | 93.2118
HUB008 | V 03 (1 3/8") stell | 1 3/8" |  |  | 93.1677
HUB009 | V 04 (V04 -V07) MT44~MT80 stell | 3/4" |  |  | 60.1708
HUB010 | V 05 (V05-V02) MT 100~MT160 stell | 7/8" |  |  | 59.1536
HUB011 | V 06 (V06-V09) MT32~MT40 stell | 1/2" |  |  | 30.1932
HUB012 | V 07 (V04 -V07) MT44~MT72 | 7/8" |  |  | 60.9462
HUB013 | V 08 (RECEIVER TANK) stell | 5/8" |  |  | 34.0582
HUB014 | V 09 (V06-V09) MT32~MT40 | 5/8" |  |  | 34.0582
HUB014.1 | V 38 (1 5/8") stell | 1 5/8" |  |  | 158.7302
HUB014.2 | V 39 (2 1/8") VALVE | 2 1/8" |  |  | 233.8613
HUB015 | FW1 Rotalock Connection For V01/V06/V08 | 22mm(d) x 32mmlgth | CONNECTION SERVICE VALVE |  | 5.1625
HUB016 | FW2 Rotalock Connection For V04/V05/V09 | 28mm(d) x 32mmlgth |  |  | ~
HUB017 | FW3 Rotalock Connection For V02/V03/V07 | 41mm(d) x 32mmlgth |  |  | ~
HUB018 | FW4(90MM)Rotalock Connection For V04/V05/V09 | 28mm(d) x 90mmlgth |  |  | ~
HUB019 | FW5(90MM) Rotalock Connection For V02/V03/V07 | 41mm(d) x 90mmlgth |  |  | ~
HUB019.1 | PW1 Connection,1 1/4" 16mm | 0 |  |  | 7.5717
HUB019.2 | PW2 Connection, 1 1/4" 22mm | 0 |  |  | 12.0458
HUB019.3 | PW3 Connection 1 3/4" 26mm | 0 |  |  | 15.0573
HUB019.4 | PW3-1 Connection 1 3/4" 28mm | 0 |  |  | 15.0573
HUB020 | SA-602 | 1/4" | Split Air-Conditioner Valve |  | 20.6522
HUB021 | SA-603 | 3/8" |  |  | 26.8634
HUB022 | SA-604 | 1/2" |  |  | 33.3851
HUB023 | SA-605 | 5/8" |  |  | 49.6894
HUB024 | SA-606 | 3/4" |  |  | 67.5466
HUB025 | SA-607 welding | 7/8" |  |  | 113.354
HUB025.1 | 2 HOLE DISTRIBUTOR | 5/8" * 1/4" | COPPER DISTRIBUTOR |  | 18.9786
HUB025.2 | 3 HOLE DISTRIBUTOR | 5/8" * 1/4" |  |  | 18.9786
HUB025.3 | 4 HOLE DISTRIBUTOR | 5/8" * 1/4" |  |  | 18.9786
HUB025.4 | 5 HOLE DISTRIBUTOR | 5/8" * 1/4" |  |  | 18.9786
HUB025.5 | 6 HOLE DISTRIBUTOR | 5/8" * 1/4" |  |  | 18.9786
HUB025.6 | 7 HOLE DISTRIBUTOR | 5/8" * 1/4" |  |  | 18.9786
HUB025.7 | 8 HOLE DISTRIBUTOR | 5/8" * 1/4" |  |  | 18.9786
HUB025.8 | 9 HOLE DISTRIBUTOR | 5/8" * 1/4" |  |  | 18.9786
HUB025.9 | 10 HOLE DISTRIBUTOR | 3/4" * 1/4" |  |  | 31.0559
HUB025.10 | 11 HOLE DISTRIBUTOR | 3/4" * 1/4" |  |  | 31.0559
HUB025.11 | 12 HOLE DISTRIBUTOR | 3/4" * 1/4" |  |  | 31.0559
HUB025.12 | 14 HOLE DISTRIBUTOR | 3/4" * 1/4" |  |  | 60.3865
HUB025.13 | 16 HOLE DISTRIBUTOR | 3/4" * 1/4" |  |  | 60.3865
HUB025.14 | 18 HOLE DISTRIBUTOR | 3/4" * 1/4" |  |  | 60.3865
HUB025.15 | 20 HOLE DISTRIBUTOR | 3/4" * 1/4" |  |  | 82.8157
HUB025.16 | 22 HOLE DISTRIBUTOR | 7/8" * 1/4" |  |  | 82.8157
HUB025.17 | 24 HOLE DISTRIBUTOR | 7/8" * 1/4" |  |  | 94.893
HUB026 | SU-04 (1/4" ACCESS VALVE 60mm) | 60mm | Solder Tube Union (With Valve core & copper tube) |  | 5.2326
HUB027.1 | SU-06 (3/8" ACCESS VALVE 100mm) | 100MM | Solder Tube Union (With Valve core & copper tube) |  | 8.9078
HUB027.2 | 1/4" OR 5/16" VALVE CORE REMOVER (R22,R410A,R404A,R407C) |  |  |  | 54.3478
HUB026.1 | 1/4" flare nut caster | 0 |  |  | 3.2696
HUB026.2 | 3/8" flare nut caster | 0 |  |  | 6.6252
HUB026.3 | 1/2" flare nut caster | 0 |  |  | 8.0879
HUB026.4 | 5/8" flare nut caster | 0 |  |  | 10.7552
HUB026.5 | 3/4" flare nut caster | 0 |  |  | 15.0904
HUB026.6 | 1/4" cap nut | 0 |  |  | 3.5668
HUB026.7 | 1/8" NPT PLUG | 0 |  |  | 1.9359
HUB026.8 | 1/4" NPT PLUG | 0 |  |  | 3.2266
HUB026.9 | 3/8" NPT PLUG | 0 |  |  | 5.8078
HUB026.10 | 1/2" NPT PLUG | 0 |  |  | 9.9808
HUB026.11 | 3/4" NPT PLUG | 0 |  |  | 12.6194
HUB026.12 | 1" NPT PLUG | 0 |  |  | 19.0497
HUB026.13 | 1/4x1/8 NPT UNION | 0 |  |  | 3.6138
HUB026.14 | 1/4x1/4 NPT UNION | 0 |  |  | 5.1625
HUB026.15 | 1/4x3/8 NPT UNION | 0 |  |  | 6.9177
HUB026.16 | 1/4x1/2 NPT UNION | 0 |  |  | 10.9445
HUB026.17 | 3/8x1/4 NPT UNION | 0 |  |  | 10.9445
HUB026.18 | 1/2 NPT X 3/8 FLARE FEMALE UNION | 0 |  |  | 7.9502
HUB026.19 | 3/8 x 1/4 NPT ELBOW (OS) | 0 |  |  | 15.4875
HUB026.20 | 1/4 BRASS NUT (OS) | 0 |  |  | 3.8527
HUB026.21 | 3/8 BRASS NUT (OS) | 0 |  |  | 7.1551
HUB026.22 | 1/4 WELDING ACCESS VALVE | 0 |  |  | 4.5055
HUB027 | AH-627-04*02 (1/8npt x 1/4" union c/w core) | 1/4" Tube O.D. in, 1/8" Pipe Thd in. | MALE UNION (With Valve Core) |  | 5.2564
HUB028 | AH-627-04*04 (1/4npt x 1/4" union c/w core) | 1/4" Tube O.D. in, 1/4" Pipe Thd in. |  |  | 6.1011
HUB028.1 | 1/8npt x 1/4" npt fitting union c/w lock | 0 |  |  | 26.2352
HUB028.2 | 1/4npt x 1/4" npt fitting union c/w lock | 0
HUB029 | UT-221 | 1/8" NPT, 1/4" SAE, 1/4" SAE | 3-way tube Union(With MNPT) |  | 7.3214
HUB030 | UT-222 | 1/4" NPT, 1/4" SAE, 1/4" SAE |  |  | 7.5091
HUB031 | RV-04×04 | 1/4" NPT * 1/4" SAE | Receiver Valve |  | 34.7295
HUB032 | RV-04×06 | 1/4" NPT * 3/8" SAE |  |  | 35.1989
HUB033 | RV-06×04 | 3/8" NPT * 1/4" SAE |  |  | 36.6068
HUB034 | RV-06×06 | 3/8" NPT * 3/8" SAE |  |  | 42.2386
HUB035 | RV-08×08 | 1/2" NPT * 1/2" SAE |  |  | 42.2386
HUB036 | RV-12×10 | 3/4" NPT * 5/8" SAE |  |  | 84.4773
HUB037 | RV-12×12 | 3/4" NPT * 3/4" SAE |  |  | 86.3545
HUB038 | AH-466 | 1/4" SAE Without Gauge | SINGLE GAUGE VALVE ONLY |  | 22.801
HUB039 | AH-467 | 1/4" SAE Without Gauge |  |  | 23.2312
HUB040 | AH-468 | 1/4" SAE Without Gauge |  |  | ~
HUB041 | RG-BS | For R22, R134, R404 | Low Pressure Gauge |  | 21.5104
HUB042 | RG-RS | For R22, R134, R404 | High Pressure Gauge |  | 24.0917
HUB043 | RG-410a-500aY70 | For R410A | Low Pressure Gauge |  | 21.5104
HUB044 | RG-410a-800aY71 | For R410A | High Pressure Gauge |  | 21.5104
HUB044.1 | RUBBER GAUGE COVER | 0 |  |  | 4.3021
HUB044.2 | VMG-2-R22-B VALUE MANIFOLD GAUGE SET | 0 |  |  | 206.6121
HUB044.3 | VRM2-B-0101I VALUE DIGITAL MANIFOLD GAUGE SET | ALL KIND REF GAS |  |  | 971.7647
HUB044.4 | VRM2-B-0401 VALUE MANIFOLD GAUGE SET | 0 |  |  | 299.0045
HUB044.5 | VEF-1 VALUE ELECTRIC FLARING TOOL | 1/4 - 3/4 |  |  | 1046.5158
HUB044.6 | VALUE DRAIN PUMP M1 | 0 |  |  | 194.3529
HUB044.7 | Electronic refrigerant scale VES-100B | 0 |  |  | 844.6878
HUB044.8 | Electronic refrigerant scale VES-50B | 0 |  |  | 760.0695
HUB044.9 | Vaccum gauge VMV-1 | 0 |  |  | 560.6335
HUB044.10 | Sound meter VMS-1 | 0 |  |  | 226.6454
HUB048 | REPAIR KIT (RUBBER) | 0 |  |  | 6.6809
HUB049 | AH-560G C/W hose 1.5m | 0 | Testing Manifold (With Sight glass & gauges & charging hose) gauge:R410A hose:5FT R410A |  | 179.4027
HUB049.01 | AH-336-RYB(R22,507) | 3-36" Set | Charging Hoses for R-12 |  | 33.202
HUB050 | AH-360-RYB(R22,507) | 3-60" Set |  |  | 76.9314
HUB051 | AH-372-RYB(R22,507) | 3-72" Set |  |  | 83.4098
HUB052 | AH-396-RYB(R22,507) | 3-96" Set |  |  | 97.1765
HUB053 | AHA-20ft-RYB(R22,507) per lgth | 3-20FT Set |  |  | 369.2706
HUB058 | R-04*05 (R134A) | 1/4" SAE(F) * 5/16" | CONVERSION ADAPTOR |  | 4.6932
HUB46.1 | SN1-04 | 1/4" | Long Nut |  | 2.1589
HUB46.2 | SN1-05 | 5/16" |  |  | 2.9098
HUB46.3 | SN1-06 | 3/8" |  |  | 4.787
HUB46.4 | SN1-08 | 1/2" |  |  | 7.6968
HUB46.5 | SN1-10 | 5/8" |  |  | 9.7618
HUB46.6 | SN1-12 | 3/4" |  |  | 17.4774
HUB46.7 | SN2-04 | 1/4" | Short Nut |  | 2.1401
HUB46.8 | SN2-05 | 5/16" |  |  | 2.2903
HUB46.9 | SN2-06 | 3/8" |  |  | 4.1488
HUB46.10 | SN2-08 | 1/2" |  |  | 5.8008
HUB46.11 | SN2-10 | 5/8" |  |  | 7.0773
HUB46.12 | SN2-12 | 3/4" |  |  | 12.4463
HUB46.13 | CN3-04 | 1/4" | Cap Nut |  | 2.478
#REF! | #REF! | #REF! |  |  | #REF!
#REF! | #REF! | #REF! |  |  | #REF!
#REF! | #REF! | #REF! |  |  | #REF!
#REF! | #REF! | #REF! |  |  | #REF!
#REF! | #REF! | #REF! |  |  | #REF!
HUB062 | AH-900MM | 1/4" | CAP TUBE |  | 16.1328
HUB063 | AH-1200MM | 1/4" |  |  | 20.9727
HUB45.3 | N-04 | 1/4" | Forged Brass Nut |  | 2.065
HUB45.4 | N-06 | 3/8" |  |  | 3.7545
HUB45.5 | N-08 | 1/2" |  |  | 4.9748
HUB45.6 | N-10 | 5/8" |  |  | 6.0073
HUB45.7 | N-12 | 3/4" |  |  | 10.325
HUB45.8 | N-14 | 7/8" |  |  | 16.4261
HUB45.9 | U-04 | 1/4" | Union |  | 2.3466
HUB45.10 | U-05 | 5/16" |  |  | 5.7257
HUB45.11 | U-06 | 3/8" |  |  | 9.3864
HUB45.12 | U-08 | 1/2" |  |  | 14.0795
HUB45.13 | U-10 | 5/8" |  |  | 14.0795
HUB45.14 | U-12 | 3/4" |  |  | 32.8523
HUB45.15 | SV-04x04 | 1/4" SAE | Steel Service Valves |  | 39.4227
HUB45.16 | SV-06x06 | 3/8" SAE | Steel Service Valves |  | 45.5239
HUB45.17 | SV-08x08 | 1/2" SAE | Steel Service Valves |  | 48.8091
HUB45.18 | SV-10x10 | 5/8" SAE | Steel Service Valves |  | 51.625
HUB45.19 | SV-12x12 | 3/4" SAE | Steel Service Valves |  | 66.6432
HUB45.20 | SV-14x14 | 7/8"welding | Steel Service Valves |  | 85.4159
HUB064 | AH-632 HUB | A/C 220V | Ventilators port |  | 76.9314
HUB064.1 | WA-632 CHINA | A/C 220V | Ventilators port |  | 53.1438
HUB064.2 | SK-11 CHINA | 0 | Ventilators port |  | 63.7725
HUB065 | AH-634 HUB | A/C 220V | Ventilators port |  | 688.3333
HUB065.1 | WA-634 Square type big | A/C 220V | Ventilators port |  | 153.217
HUB066 | AH-1238S HUB | 0 | Reversible Cam-Lift Hinge (With Spring)(Per Pair) |  | 194.3529
HUB067 | AH-1238N HUB | 0 | Reversible Cam-Lift Hinge (Without Spring)(Per Pair) |  | 170.0588
HUB067.1 | AH-1230S HUB | 0 | Reversilbe Cam-Lift Hinge with spring (per pair) |  | 204.8804
HUB067.2 | AH-1230N HUB | 0 | Reversilbe Cam-Lift Hinge w/o spring (per pair) |  | 188.6843
HUB067.3 | HS-1140 | 0 | Reversilbe Cam-Lift Hinge w/o spring (per pair) |  | 127.8772
HUB068 | AH-838 HUB | AH-838A AH-838B AH-838C AH-838D | Safety Latches & Inside Release Handles |  | 273.7137
HUB069 | AH-1178 HUB | Safety Latches & Inside Release Handles | AH-1178 HANDLE |  | 141.7157
HUB069.1 | HS-1178A | Safety Latches & Inside Release Handles | HS-1178A HANDLE |  | 91.673
HUB069.10 | HS-1178S (short thickness) | Safety Latches & Inside Release Handles | HS-1178S HANDLE |  | 86.0772
HUB069.2 | HS-1178B DOUBLE HANDLE | Safety Latches & Inside Release Handles 45-70mm |  |  | 276.0524
HUB070 | AH-1460 | 0 | AH-1460 Reach-in Door Hinge (Per Pair) 9" |  | ~
HUB070.1 | HS-1460C | 0 | Reach-in Door Hinge (Per Pair) 9" |  | 82.8157
HUB071 | AH-1179 HUB | Safety Latches & Inside Release Handles | AH-1179 HANDLE |  | 242.9412
HUB071.1 | HS-1179 | Safety Latches & Inside Release Handles | HS-1179 HANDLE |  | 243.5757
HUB072 | AH-1450 HUB | 0 | AH-1450 Reach-in Door Hinge (Per Pair) 12" |  | 224.3157
HUB073 | AH-1470 HUB |  | AH-1470 Reach-in Door Hinge (Per Pair) 12" |  | 242.9412
HUB073.1 | HS-1470 (70mm) | 0 | AH-1470 Reach-in Door Hinge(Per Pair) |  | 127.5451
HUB074 | AH-1600 HUB | 0 | Safety Latches & Inside Release Handles |  | 154.5989
HUB075 | AH-1132 HUB | 0 | Edgemount Cam-lift Hinge |  | 49.4717
HUB076 | AH-1334 HUB | 0 | Edgemount Hinges |  | 48.5882
HUB076.1 | HK-4001,4100 | 0 | Italy handle set |  | 212.5751
HUB076.2 | HS-1191 HINGES (PER PAIR) | 0 | Reversible reach in cam lift hinges |  | 93.0016
HUB076.3 | HS-1128 HINGES (PER PAIR) black | 0 |  |  | 122.2307
HUB076.4 | HS-1199 HANDLE | 0 |  |  | 166.0743
HUB077 | AH-1800 HUB | ITALY DESIGN | Safety Latches & Inside Release Handles |  | 185.5187
HUB078 | HS-1139 HINGES (PER PAIR)s/steel | ITALY DESIGN | Hinge S/Steel |  | 225.8611
HUB078.1 | HS-01 CONTENA LOCK ACC | 0 |  |  | 398.5784
HUB079 | AH-1161S Camlift hinges c/w spring HUB | 0 | Reversible Camlift Hinge (Without Spring) |  | 252.6588
HUB080 | AH-1161N non camlift hinges HUB | 0 | Reversible Hinge (Without Spring, Non-Camlift) |  | 220.8556
HUB081 | AH-1161NCL Camlift hinges HUB | 0 | Reversible Hinge (Without Spring, Non-Camlift) |  | 220.8556
HUB081.1 | AH-1162 HUB | 0 | Hydraulic Door Closer |  | 124.1699
HUB081.2 | HS-608-1 | 0 | Sliding door safety lock |  | 65.5625
HUB081.3 | HS-608-2 | 0 | Sliding door safety lock |  | 65.5625
HUB081.4 | TM-3.2 | 0 | frezzer hinges (135mm) |  | 12.7551
HUB081.5 | TM-4.0H | 0 | frezzer hinges (145mm) |  | 16.4153
HUB081.6 | TM-4.0L | 0 | frezzer hinges (170mm) |  | 18.8554
HUB081.7 | TM-5.0 | 0 | frezzer hinges (146mm) |  | 17.3026
HUB081.8 | TM-5.0XL | 0 | frezzer hinges (165mm) |  | 18.7445
#REF! | #REF! | #REF! | FASTENER |  | #REF!
HUB082 | AH-1500 HUB | 0 | Supplemental Hardware |  | 39.235
HUB083 | AH-1332 HUB | 0 | Edgemount Hinges (Per Pair) |  | 30.975
HUB083.1 | AH-1336 HUB | 0 | Edgemount Hinges (Per Pair) |  | 30.975
HUB084 | AH-712 HUB | 0 | Leaf Hinge (Per Pair) |  | 38.8706
HUB085 | AH-711 HUB | 0 | Lever & Roller Latches |  | 41.1131
HUB085.1 | AH-1300 | 0 | Lever & Roller Latches |  | 39.7115
HUB086 | AH-1200 HUB | 0 | Edgemount Mechanical Latches |  | 68.8333
HUB087 | AH-352 HUB | 0 | Steel Fin Straightener |  | 8.26
HUB088 | AH-351 HUB | 0 | Fin Straightener |  | 13.9388
HUB089 | AH-102-04 | 1/4" | Spring-Type Tube Benders |  | 3.4417
HUB090 | AH-102-05 | 5/16" |  |  | 3.4417
HUB091 | AH-102-06 | 3/8" |  |  | 3.8719
HUB092 | AH-102-08 | 1/2" |  |  | 4.3021
HUB093 | AH-102-10 | 5/8" |  |  | 6.5392
HUB094 | AH-102-12 | 3/4" |  |  | 7.9158
HUB094.1 | Inner spring bender 3/8" | 3/8" | Inner spring bender |  | 9.9552
HUB094.2 | Inner spring bender 1/2" | 1/2" |  |  | 11.3774
HUB094.3 | Inner spring bender 5/8" | 5/8" |  |  | 14.2218
HUB094.4 | Inner spring bender 3/4" | 3/4" |  |  | 17.0661
HUB095 | AH-369 HUB | 0 | 4-in-one Tube Benders |  | 32.3922
HUB096 | AH-368A-05-90 HUB | 0 | 3-in-1 Tube Bender |  | 32.3922
HUB097 | AH-368A-05-180 HUB | 0 |  |  | 32.3922
HUB098 | AH-364A-04 HUB | 1/4" | Tube Bender |  | 40.4902
HUB099 | AH-364A-05 HUB | 5/16" |  |  | 44.5392
HUB100 | AH-364A-06 HUB | 3/8" |  |  | 82.6
HUB101 | AH-364A-08 HUB | 1/2" |  |  | 112.5627
HUB102 | AH-364A-10 HUB | 5/8" |  |  | 121.4706
HUB103 | AH-364A-12 HUB | 3/4" |  |  | 125.5196
HUB103.1 | AH-364A-14 HUB | 7/8" |  |  | ~
HUB103.2 | CT-364A-06 TUBE BENDER | 3/8" | CHINA TUBE BENDER |  | 40.1556
HUB103.3 | CT-364A-08 TUBE BENDER | 1/2" |  |  | 50.8637
HUB103.31 | CT-364A-10 TUBE BENDER | 5/8" |  |  | 0
HUB103.4 | CT-364A-12 TUBE BENDER | 3/4" |  |  | 87.0037
HUB103.5 | CT-364A-14 TUBE BENDER | 7/8" |  |  | 109.7284
HUB104 | AH-193 | 0 | Swaging Punches Kit |  | 19.4353
HUB105 | AH-94 | 0 | AH-94 3-in-1 Swaging Punch 1/2" -7/8" |  | 11.7422
HUB106 | AH-95 | 0 | AH-95 All-in-one Swaging Punch 1/4" - 5/8" |  | 14.1716
HUB107 | AH-96 | 0 | AH-96 All-in-one Swaging Punch 1/4" - 3/4" |  | 21.8647
HUB108 | AH-275 | 0 | 45° Flaring & Cutting Kit |  | 89.0784
HUB109 | CT-278 | 0 | 45°Flaring & Swaging Kit |  | 101.9608
HUB110 | CT-806 | 0 | flaring tool |  | 91.3409
HUB111 | CT-100A | 3/8" ~ 1-1/8" | Tube expanding |  | 438.9137
HUB111.1 | CT-100AL | 3/8~1-5/8 | Tube expanding |  | 882.6863
HUB112 | CT-300A | 3/8~1-1/8 | Tube expanding |  | 858.3922
HUB113 | CT-300AL | 3/8~1-5/8 | Tube expanding |  | 1218.7549
HUB114 | 100A-01 | 3/8" | Expander head |  | 106.0107
HUB115 | 100A-02 | 1/2" |  |  | 106.0107
HUB116 | 100A-03 | 5/8" |  |  | 106.0107
HUB117 | 100A-04 | 3/4" |  |  | 106.0107
HUB118 | 100A-05 | 7/8" |  |  | 106.0107
HUB119 | 100A-07 | 1-1/8" |  |  | 176.6845
HUB120 | 100A-09 | 1 3/8" |  |  | 176.6845
HUB121 | 100A-11 | 1 5/8" |  |  | 176.6845
HUB121.1 | Hydraulic thimble | 0 |  |  | 39.754
HUB122 | AH-E800AL | 1/4"~3/4" | CORDLESS ECCENTRIC CONE FLARING TOOL |  | 911.9638
HUB123 | E800A-01 | 1/4" | ECCENTRIC CONE FLARING TOOL |  | 85.5153
HUB124 | E800A-03 | 3/8" |  |  | 85.5153
HUB125 | E800A-04 | 1/2" |  |  | 85.5153
HUB126 | E800A-05 | 5/8" |  |  | 85.5153
HUB127 | E800A-06 | 3/4" |  |  | 85.5153
HUB127.1 | WK-T800 Tee-Extractor Sets (3/8"-1 1/4") | Tee-Extractor Sets (3/8"-1 1/4") |  |  | 1797.7647
HUB128 | AH-127/128 CUTTER WHEEL | 0 | cutter wheel |  | 2.8681
HUB129 | AH-107/206 CUTTER WHEEL | 0 | cutter wheel |  | 3.2266
HUB130 | AH-105/274 CUTTER WHEEL | 0 | cutter wheel |  | 3.2266
HUB131 | AH-127 | For Φ1/8" to 5/8" | Tube Cutter |  | 9.7176
HUB132 | AH-128 | For Φ1/8" to 7/8" | Tube Cutter |  | 10.5275
HUB133 | AH-174 | For Φ1/8" to 1-1/8" (3-28mm) | Tube Cutter |  | 13.7667
HUB134 | AH-274 | For 1/8"-1 1/8" | Tube Cutter |  | 19.4353
HUB135 | AH-312 | For 1/4"-1-5/8"O.D.tubing | Tube Cutter |  | 173.46
HUB136 | AH-105 | For 1/8"-1-3/8"O.D.tubing | Tube Cutter |  | 20.2451
HUB137 | AH-107 | For 1/4"-2"O.D tubing | Tube Cutter |  | 45.349
HUB138 | AH-206 | For 3/8"-2-5/8"O.D.tubing | Tube Cutter |  | 96.0297
HUB139 | AH-532 | For Φ3/16" to 1-1/4" (5-32mm) | Tube Cutter |  | 62.3549
HUB140 | AH-650 | For Φ1/4" to 2" (6-50mm) | Tube Cutter |  | 68.0235
HUB141 | AH-201 | 7" Can pinch off copper tubing instatly | Pinch-off Plier |  | 17.0059
HUB142 | AH-122 | 1/4” , 3/8” , 3/16” , 5/16” | Ratchet Wrench |  | 14.5765
HUB143 | AH-123 | 1/4” , 3/16” , 9/16” , 1/2” | Ratchet Wrench |  | 21.0549
HUB144 | AH-208 Plastic | 0 | Inner-Outer Reamer |  | 10.6894
HUB145 | AH-203 | 0 | Capillary Tube Cutter |  | 16.52
HUB146 | AH-207 | 0 | Deburrer |  | 14.0366
HUB147 | AH-303 | 0 | Pick up tools |  | 15.1163
HUB148 | AH-302 | 0 | Ratractable mirror |  | 15.1163
0 | DN-04 | 1/4" | Swivel Double Nut Kit |  | 11.0625
0 | DN-06 | 3/8" |  |  | 11.0625
0 | DN-08 | 1/2" |  |  | 9.3878
0 | DN-10 | 5/8" |  |  | 11.02
0 | DN-12 | 3/4" |  |  | 21.5855
0 | DN-14 | 7/8" |  |  | 26.6896
HUB149 | AHK-052 | 1/4"(Filter drier) |  |  | 19.0111
HUB150 | AHK-083 | 3/8"(Filter drier) |  |  | 26.2222
HUB150.1 | AHK-052S | 1/4"(Filter drier) |  |  | 15.7197
HUB150.2 | AHK-083S | 3/8"(Filter drier) |  |  | 18.3941
HUB151 | LFRG-500 | (0-500PSI) | REFRIGERATION GAUGE(轴向) |  | 31.7617
HUB152 | LFRG-250 | (0-250PSI) |  |  | 31.7617
HUB153 | SFRG-500B | (0-500PSI) | REFRIGERATION GAUGE(轴向) |  | 34.9379
HUB154 | SFRG-250B | (0-250PSI) |  |  | 34.9379
HUB155 | AH-701 | Flow Capacity Tons:1 | Shell And Coil Condensers |  | 499.0417
HUB156 | AH-702 | Flow Capacity Tons:2 |  |  | 602.2917
HUB157 | AH-703 | Flow Capacity Tons:3 |  |  | 921.3077
HUB158 | AH-705 | Flow Capacity Tons:5 |  |  | 1794.9615

## fitting
DATE :28.9.26
ITEM CODE | MODEL | NAME | SIZE | Weight product (g) | PACKING | (RM) | Product picture
FI001 | 100CP16A | COPPER SOCKET | 5/8 COUPLING | 10.5 |  | 1.871
FI002 | 100CP19A |  | 3/4 COUPLING | 16.5 |  | 2.9264
| 100CP22A |  | 7/8 COUPLING | 23 |  | 4.0433
FI004 | 100CP28A |  | 1-1/8 COUPLING | 47 |  | 6.8415
FI005 | 100CP35A |  | 1-3/8 COUPLING | 63 |  | 9.2288
FI006 | 100CP42A |  | 1-5/8 COUPLING | 97 |  | 14.1858
FI007 | 100CP54A |  | 2-1/8 COUPLING | 178 |  | 26.0186
FI008 | 100CP67A |  | 2-5/8 COUPLING | 260 |  | 39.1581
FI009 | 100CP80A |  | 3-1/8 COUPLING | 400 |  | 62.1254
FI010 | 0 |  | 4-1/8 COUPLING | 880 |  | 135.7174
0 | 102CP06-03 | COPPER REDUCER C X C 异径直接 承插口 | 1/4x1/8 REDUCER | 2.2 |  | 0.95066
FI011 | 102CP10-06 |  | 3/8x1/4 REDUCER | 3.8 |  | 1.1229
FI012 | 102CP13-10 |  | 1/2x3/8 REDUCER | 5.6 |  | 1.3253
0 | 102CP13-06 |  | 1/2x1/4 REDUCER | 5.8 |  | 1.3348
FI013 | 102CP16-13 |  | 5/8x1/2 REDUCER | 10 |  | 2.0296
FI014 | 102CP16-10 |  | 5/8x3/8 REDUCER | 10.5 |  | 2.0636
FI015 | 102CP19-16 |  | 3/4x5/8 REDUCER | 16 |  | 3.0161
FI016 | 102CP19-13 |  | 3/4x1/2 REDUCER | 16 |  | 3.0161
FI017 | 102CP19-10 |  | 3/4x3/8 REDUCER | 16 |  | 3.0161
FI018 | 102CP22-19 |  | 7/8x3/4 REDUCER | 22 |  | 4.1954
FI019 | 102CP22-16 |  | 7/8x5/8 REDUCER | 22 |  | 4.1954
FI020 | 102CP22-13 |  | 7/8x1/2 REDUCER | 22 |  | 4.1954
FI021 | 102CP22-10 |  | 7/8x3/8 REDUCER | 22 |  | 4.1954
FI022 | 102CP28-22 |  | 1-1/8x7/8 REDUCER | 45 |  | 6.8312
FI023 | 102CP28-19 |  | 1-1/8x3/4 REDUCER | 38 |  | 6.3536
FI024 | 102CP28-16 |  | 1-1/8x5/8 REDUCER | 38 |  | 6.3536
FI025 | 102CP28-13 |  | 1-1/8x1/2 REDUCER | 35 |  | 6.2521
FI026 | 102CP35-28 |  | 1-3/8x1-1/8 REDUCER | 62 |  | 9.5619
FI027 | 102CP35-22 |  | 1-3/8x7/8 REDUCER | 52 |  | 8.9714
FI028 | 0 |  | 1-3/8x3/4 REDUCER | 0 |  | 5.7218
FI028.01 | 102CP35-16 |  | 1-3/8x5/8 REDUCER | 62 |  | 9.9632
FI029 | 102CP42-35 |  | 1-5/8x1-3/8 REDUCER | 90 |  | 14.1095
FI030 | 102CP42-28 |  | 1-5/8x1-1/8 REDUCER | 85 |  | 13.8143
FI031 | 102CP42-22 |  | 1-5/8x7/8 REDUCER | 81 |  | 13.5757
FI032 | 102CP42-16 |  | 1-5/8x5/8 REDUCER | 74 |  | 13.3963
FI033 | 102CP54-42 |  | 2-1/8x1-5/8 REDUCER | 152 |  | 24.3479
FI034 | 102CP54-35 |  | 2-1/8x1-3/8 REDUCER | 150 |  | 24.0968
FI035 | 102CP54-28 |  | 2-1/8x1-1/8 REDUCER | 144 |  | 24.2149
0 | 102CP54-22 |  | 2-1/8x7/8 REDUCER | 140 |  | 23.9994
0 | 102CP54-16 |  | 2-1/8x5/8 REDUCER | 132 |  | 23.832
FI036 | 102CP67-54 |  | 2-5/8x2-1/8 REDUCER | 285 |  | 44.3839
FI037 | 102CP67-42 |  | 2-5/8x1-5/8 REDUCER | 245 |  | 42.3085
0 | 102CP67-35 |  | 2-5/8x1-3/8 REDUCER | 245 |  | 42.8818
0 | 102CP67-28 |  | 2-5/8x1-1/8 REDUCER | 245 |  | 43.1685
FI038 | 102CP80-67 |  | 3-1/8x2-5/8 REDUCER | 410 |  | 67.6236
FI039 | 102CP80-54 |  | 3-1/8x2-1/8 REDUCER | 375 |  | 65.5568
0 | 102CP80-42 |  | 3-1/8x1-5/8 REDUCER | 352 |  | 65.2489
0 | 102CP80-35 |  | 3-1/8x1-3/8 REDUCER | 352 |  | 65.2489
0 | 102CP92-80 |  | 3-5/8x3-1/8 REDUCER | 600 |  | 97.6945
0 | 102CP92-67 |  | 3-5/8x2-5/8 REDUCER | 600 |  | 98.8411
0 | 102CP92-54 |  | 3-5/8x2-1/8 REDUCER | 450 |  | 92.8499
0 | 102CP105-92 |  | 4-1/8x3-5/8 REDUCER | 900 |  | 147.4017
0 | 102CP105-80 |  | 4-1/8x3-1/8 REDUCER | 900 |  | 147.4017
0 | 102CP105-67 |  | 4-1/8x2-5/8 REDUCER | 900 |  | 149.695
0 | 102CP105-54 |  | 4-1/8x2-1/8 REDUCER | 900 |  | 153.135
0 | 103EB06A | 90º SHORT BEND ELBOW C X C 90º 短径双扩 (SHORT ELBOW) | 1/4 ELBOW | 3.5 |  | 1.1328
FI046 | 103EB10A |  | 3/8 ELBOW | 6 |  | 1.5696
FI047 | 103EB13A |  | 1/2 ELBOW | 9 |  | 2.0214
FI048 | 103EB16A |  | 5/8 ELBOW | 15.2 |  | 2.7718
FI049 | 103EB19A |  | 3/4 ELBOW | 26 |  | 4.7155
FI050 | 103EB22A |  | 7/8 ELBOW | 34 |  | 5.1748
FI051 | 103EB28A |  | 1-1/8 ELBOW | 70 |  | 10.6008
0 | 103EB35A |  | 1-3/8 ELBOW | 102 |  | 15.9029
0 | 103EB42A |  | 1-5/8 ELBOW | 150 |  | 23.9822
0 | 103EB54A |  | 2-1/8 ELBOW | 290 |  | 46.7317
0 | 103EB67A |  | 2-5/8 ELBOW | 500 |  | 79.7494
0 | 103EB80A |  | 3-1/8 ELBOW | 780 |  | 130.0415
0 | 103EB92A |  | 3-5/8 ELBOW | 1250 |  | 208.5468
0 | 103EB105A |  | 4-1/8 ELBOW | 1540 |  | 256.4251
FI055 | 105EB22A | 90º LONG BEND ELBOW C X C 90º 长径双扩 (LONG BEND ELBOW) | 7/8 LONG ELBOW | 52 |  | 7.8477
FI056 | 105EB28A |  | 1-1/8 LONG ELBOW | 98 |  | 14.8273
FI057 | 105EB35A |  | 1-3/8 LONG ELBOW | 165 |  | 25.189
FI058 | 105EB42A |  | 1-5/8 LONG ELBOW | 245 |  | 39.2125
FI059 | 105EB54A |  | 2-1/8 LONG ELBOW | 450 |  | 70.2609
0 | 105EB67A |  | 2-5/8 LONG ELBOW | 680 |  | 111.7524
0 | 105EB80A |  | 3-1/8 LONG ELBOW | 1150 |  | 202.6415
0 | 105EB92A |  | 3-5/8 LONG ELBOW | 1550 |  | 274.8804
0 | 105EB105A |  | 4-1/8 LONG ELBOW | 2325 |  | 412.3206
FI059.1 | 0 | 45º ELBOW C X C 45º 双扩 | 3/8 ELBOW 45º | 0 |  | 1.7017
FI059.2 | 0 |  | 1/2 ELBOW 45º | 0 |  | 2.2291
FI059.3 | 0 |  | 5/8 ELBOW 45º | 0 |  | 3.3402
FI059.4 | 0 |  | 3/4 ELBOW 45º | 0 |  | 4.1128
FI060 | 107EB22A |  | 7/8 ELBOW 45º | 32 |  | 5.8947
FI061 | 107EB28A |  | 1-1/8 ELBOW 45º | 56 |  | 8.9232
FI062 | 107EB35A |  | 1-3/8 ELBOW 45º | 91 |  | 14.6364
FI063 | 107EB42A |  | 1-5/8 ELBOW 45º | 138 |  | 21.6843
FI064 | 107EB54A |  | 2-1/8 ELBOW 45º | 248 |  | 39.1649
0 | 107EB67A |  | 2-5/8 ELBOW 45º | 405 |  | 66.9041
0 | 107EB80A |  | 3-1/8 ELBOW 45º | 650 |  | 109.1323
0 | 107EB92A |  | 3-5/8 ELBOW 45º | 1000 |  | 169.1307
0 | 107EB105A |  | 4-1/8 ELBOW 45º | 1150 |  | 201.7242
FI065 | 120PT16A | P-TRAP C X C 沉水管 | 5/8 P-TRAP | 88 |  | 16.5568
FI066 | 120PT19A |  | 3/4 P-TRAP | 130 |  | 26.5626
FI067 | 120PT22A |  | 7/8 P-TRAP | 170 |  | 34.7935
FI068 | 120PT28A |  | 1-1/8 P-TRAP | 285 |  | 55.9242
FI069 | 120PT35A |  | 1-3/8 P-TRAP | 520 |  | 90.5165
FI070 | 120PT42A |  | 1-5/8 P-TRAP | 850 |  | 148.0037
FI071 | 120PT54A |  | 2-1/8 P-TRAP | 1550 |  | 268.0005
FI072 | 109RB10A | RETURN U-BEND C X C 180 U型 (U-BEND) | 3/8 U BEND | 15 |  | 3.292
FI073 | 109RB13A |  | 1/2 U BEND | 18 |  | 3.8128
FI074 | 109RB16A |  | 5/8 U BEND | 38 |  | 7.7894
FI075 | 109RB19A |  | 3/4 U BEND | 63 |  | 11.3812
FI076 | 109RB22A |  | 7/8 U BEND | 80 |  | 14.2101
FI077 | 109RB28A |  | 1-1/8 U BEND | 150 |  | 29.0519
FI078 | 109RB35A |  | 1-3/8 U BEND | 245 |  | 45.4417
FI079 | 109RB42A |  | 1-5/8 U BEND | 385 |  | 65.5396
FI080 | 109RB54A |  | 2-1/8 U BEND | 620 |  | 106.5122
FI081 | 112ST06A | COPPER TEE C X C X C 三通 | 1/4 Tee | 6.1 |  | 1.8435
0 | 112ST08A |  | 5/16 Tee | 8.5 |  | 2.4047
FI083 | 112ST10A |  | 3/8 Tee | 9 |  | 2.5502
FI084 | 112ST13A |  | 1/2 Tee | 15.8 |  | 3.4662
FI085 | 112ST16A |  | 5/8 Tee | 26.5 |  | 4.9559
FI086 | 112ST19A |  | 3/4 Tee | 48 |  | 8.0757
FI087 | 112ST22A |  | 7/8 Tee | 65 |  | 10.9046
FI088 | 112ST28A |  | 1-1/8 Tee | 121 |  | 18.4031
FI089 | 112ST35A |  | 1-3/8 Tee | 170 |  | 26.3901
FI090 | 112ST42A |  | 1-5/8 Tee | 270 |  | 41.6979
FI091 | 112ST54A |  | 2-1/8 Tee | 475 |  | 73.8012
0 | 112ST67A |  | 2-5/8 Tee | 780 |  | 125.4549
0 | 112ST80A |  | 3-1/8 Tee | 1200 |  | 194.2423
0 | 112ST92A |  | 3-5/8 Tee | 2050 |  | 331.9262
0 | 112ST105A |  | 4-1/8 Tee | 2500 |  | 407.347
0 | 114ST06-08 | COPPER REDUCER TEE | 1/4X1/4X3/8 Tee | 12.5 |  | 4.0576
0 | 114ST10-12 |  | 3/8X3/8X1/2 Tee | 20 |  | 5.0067
FI092 | 113ST10-06 |  | 3/8X3/8X1/4 Tee | 10 |  | 3.5588
FI093 | 113ST12-10 |  | 1/2X1/2X3/8 Tee | 19 |  | 4.2912
FI094 | 113ST12-06 |  | 1/2X1/2X1/4 Tee | 19 |  | 4.5726
FI095 | 113ST16-12 |  | 5/8X5/8X1/2 Tee | 22 |  | 4.5351
FI096 | 113ST16-10 |  | 5/8X5/8X3/8 Tee | 22 |  | 4.6289
FI097 | 113ST19-16 |  | 3/4X3/4X5/8 Tee | 40 |  | 7.7618
FI098 | 113ST19-12 |  | 3/4X3/4X1/2 Tee | 40 |  | 7.7618
FI099 | 113ST22-19 |  | 7/8X7/8X3/4 Tee | 60 |  | 11.1267
FI100 | 113ST22-16 |  | 7/8X7/8X5/8 Tee | 60 |  | 11.1267
FI101 | 113ST22-12 |  | 7/8X7/8X1/2 Tee | 52 |  | 10.3749
FI102 | 113ST28-22 |  | 1-1/8X1-1/8X7/8 Tee | 120 |  | 20.3702
FI103 | 113ST28-19 |  | 1-1/8X1-1/8X3/4 Tee | 115 |  | 19.7424
0 | 113ST28-16 |  | 1-1/8X1-1/8X5/8 Tee | 105 |  | 19.0831
FI105 | 113ST35-28 |  | 1-3/8X1-3/8X1-1/8 Tee | 155 |  | 27.6314
0 | 113ST35-22 |  | 1-3/8X1-3/8X7/8 Tee | 155 |  | 27.6314
FI107 | 113ST42-35 |  | 1-5/8X1-5/8X1-3/8 Tee | 265 |  | 46.316
0 | 113ST42-28 |  | 1-5/8X1-5/8X1-1/8 Tee | 255 |  | 45.0604
0 | 113ST42-22 |  | 1-5/8X1-5/8X7/8 Tee | 225 |  | 43.4293
FI110 | 113ST54-42 |  | 2-1/8X2-1/8X1-5/8 Tee | 460 |  | 87.5696
FI111 | 113ST54-35 |  | 2-1/8X2-1/8X1-3/8 Tee | 425 |  | 83.175
0 | 113ST54-28 |  | 2-1/8X2-1/8X1-1/8 Tee | 410 |  | 83.1779
0 | 113ST67-54 |  | 2-5/8X2-5/8X2-1/8 Tee | 720 |  | 146.7997
0 | 113ST67-42 |  | 2-5/8X2-5/8X1-5/8 Tee | 750 |  | 150.0677
0 | 113ST67-35 |  | 2-5/8X2-5/8X1-3/8 Tee | 750 |  | 150.0677
0 | 113ST80-67 |  | 3-1/8X3-1/8X2-5/8 Tee | 1350 |  | 240.8823
0 | 113ST80-54 |  | 3-1/8X3-1/8X2-1/8 Tee | 1350 |  | 240.8823
FI117.1 | 1115-04 | TUBE STRAPE 2 HOLE | 1/4 Tube Strape | 3.5 |  | 0.87134
FI117.2 | 1115-06 |  | 3/8 Tube Strape | 4 |  | 1.0155
FI117.3 | 1115-08 |  | 1/2 Tube Strape | 4.5 |  | 1.1183
FI117.4 | 1115-10 |  | 5/8 Tube Strape | 5.5 |  | 1.269
FI117.5 | 1115-12 |  | 3/4 Tube Strape | 6 |  | 1.3856
FI117.6 | 1115-14 |  | 7/8 Tube Strape | 7 |  | 1.6739
FI117.7 | 1115-18 |  | 1-1/8 Tube Strape | 9 |  | 2.044
FI117.8 | 1115-22 |  | 1-3/8 Tube Strape | 10 |  | 2.4424
FI117.9 | 1115-26 |  | 1-5/8 Tube Strape | 12 |  | 2.9088
FI117.10 | 1115-34 |  | 2-1/8 Tube Strape | 14.5 |  | 3.4919
FI117.11 | 137CP13A | COPPER END CAP | CAP1/2 (L=12mm) | 4 |  | 1.224
FI117.12 | 137CP16A |  | CAP5/8 (L=14mm) | 7 |  | 1.6707
FI117.13 | 137CP19A |  | CAP3/4 (L=16mm) | 12 |  | 2.7892
FI121 | 137CP22A |  | CAP7/8 (L=6mm) | 0 |  | 3.5053
FI122 | 137CP28A |  | CAP1 1/8 (L=6mm) | 0 |  | 7.3846
FI123 | 137CP35A |  | CAP1 3/8 (L=6mm) | 0 |  | 9.1609
FI124 | 137CP42A |  | CAP1 5/8 (L=6mm) | 0 |  | 12.5153
FI125 | 137CP54A |  | CAP2 1/8 (L=13mm) | 0 |  | 23.8672
FI126 | 137CP67A |  | CAP2 5/8 (L=17mm) | 0 |  | 37.9082
FI127 | 137CP80A |  | CAP3 1/8 (L=20mm) | 0 |  | 55.899
FI127.1 | 137CP105A |  | CAP4 1/8 (L=55mm) | 570 |  | 125.2156
FI128 | 132FD35A | Copper strainer | 1" STRAINER C/W SELIGAGEL 35GRAM | 25mm*140mm (1/4x1/8) |  | 8.6042
FI129 | 0 |  | 3/4" STRAINER C/W SELIGAGEL 12GRAM | 19mm*100mm (1/4x1/8) |  | 4.253
FI130 | 131FT25F |  | 30mm STRAINER C/W SELIGAGEL 50GRAM | 30x165mm (1/4x1/8) |  | 10.5492
FI130.1 | 0 |  | 30mm x 165mm STRAINER C/W SELIGAGEL 50GRAM (3/8"x3/8") | 30x165mm (3/8x3/8) |  | 10.5492
FI130.2 | 0 |  | 1-1/8" COPPER STRAINER C/W SELIGAGEL 50G (1/8"x3/8") | 30x165mm (1/8x3/8) |  | 10.5492
FI131 | YK 5/8*1/2*1/2 | Y TEE | YK 5/8*1/2*1/2 | 0 |  | 9.0815
FI132 | YK 5/8*5/8*5/8 |  | YK 5/8*5/8*5/8 | 0 |  | 11.0078
FI133 | YK 3/4*5/8*5/8 |  | YK 3/4*5/8*5/8 | 0 |  | 11.6958
FI134 | YK 7/8*1/2*1/2 |  | YK 7/8*1/2*1/2 | 0 |  | 11.6958
FI135 | YK 7/8*5/8*5/8 |  | YK 7/8*5/8*5/8 | 0 |  | 12.3838
FI136 | YK 7/8*3/4*3/4 |  | YK 7/8*3/4*3/4 | 0 |  | 15.8238
FI136.1 | YK 1 1/8*3/4*3/4 |  | YK 1 1/8*3/4*3/4 | 0 |  | 18.5757
FI137 | YK 1 1/8*7/8*7/8 |  | YK 1 1/8*7/8*7/8 | 0 |  | 19.9517
FI155 | 301AN1013AB | MALE ADAPTER C X M 外螺纹接头 | 3/8 x 1/2 C x M Adaptor | 36 |  | 9.5798
FI156 | 301AN1313AB |  | 1/2 x 1/2 C x M Adaptor | 36 |  | 9.086
FI157 | 301AN1619AB |  | 5/8 x 3/4 C x M Adaptor | 59 |  | 14.9944
FI158 | 301AN16AB |  | 5/8 x 1/2 C x M Adaptor | 32 |  | 9.4451
FI159 | 301AN1919AB |  | 3/4 x 3/4 C x M Adaptor | 64 |  | 15.7838
FI160 | 301AN1913AB |  | 3/4 x 1/2 C x M Adaptor | 38 |  | 11.4338
FI161 | 301AN22AB |  | 7/8 x 3/4 C x M Adaptor | 58 |  | 17.6026
FI162 | 301AN2213AB |  | 7/8 x 1/2 C x M Adaptor | 59 |  | 15.3236
FI163 | 301AN2819AB |  | 1-1/8 x 3/4 C x M Adaptor | 86 |  | 26.0624
FI164 | 301AN2813AB |  | 1-1/8 x 1/2 C x M Adaptor | 73 |  | 25.5783
FI165 | 301AN28AB |  | 1-1/8 x 1 C x M Adaptor | 104 |  | 27.2872
FI166 | 301AN35AB |  | 1-3/8 x 1-1/4 C x M Adaptor | 150 |  | 44.714
FI167 | 301AN3525AB |  | 1-3/8 x 1 C x M Adaptor | 127 |  | 36.671
FI168 | 301AN42AB |  | 1-5/8 x 1-1/2 C x M Adaptor | 209 |  | 56.6693
FI169 | 301AN54AB |  | 2-1/8 x 2 C x M Adaptor | 322 |  | 93.8954
FI169.1 | CS5 | KOREA COPPER SOCKET | 5/8" SOCKET | 0 |  | 4.13
FI169.2 | CS6 |  | 3/4" SOCKET | 0 |  | 5.1554
FI170 | CS7 |  | 7/8" SOCKET | 0 |  | 6.2282
FI171 | CS8 |  | 1-1/8" SOCKET | 0 |  | 8.8217
FI172 | CS9 |  | 1-3/8" SOCKET | 0 |  | 9.7996
FI173 | CS10 |  | 1-5/8" SOCKET | 0 |  | 20.5313
FI174 | CS11 |  | 2-1/8" SOCKET | 0 |  | 34.9389
FI175 | CS12 |  | 2-5/8" SOCKET | 0 |  | 57.5826
FI176 | CS13 |  | 3-1/8" SOCKET | 0 |  | 92.3395
FI177 | CS14 |  | 4-1/8" SOCKET | 0 |  | 126.3806
FI177.1 | CE3 | KOREA 90º COPPER ELBOW | 3/8" ELBOW | 0 |  | ~
FI177.2 | CE4 |  | 1/2" ELBOW | 0 |  | ~
FI177.3 | CE5 |  | 5/8" ELBOW | 0 |  | ~
FI177.4 | CE6 |  | 3/4" ELBOW | 300 |  | 7.4451
FI178 | CE7 |  | 7/8" ELBOW | 600 |  | 13.3315
FI179 | CE8 |  | 1-1/8" ELBOW | 0 |  | 17.7463
FI180 | CE9 |  | 1-3/8" ELBOW | 300 |  | 27.2802
FI181 | CE10 |  | 1-5/8" ELBOW | 400 |  | 47.9934
FI182 | CE11 |  | 2-1/8" ELBOW | 400 |  | 92.4503
FI183 | CE12 |  | 2-5/8" ELBOW | 0 |  | 146.9246
FI184 | CE13 |  | 3-1/8" ELBOW | 0 |  | 233.7908
FI185 | CE14 |  | 4-1/8" ELBOW | 0 |  | 506.4878
0 | CE14 | KOREA 45º COPPER ELBOW | 7/8" ELBOW * 45º | 0 |  | 11.9125
0 | CE15 |  | 1-1/8" ELBOW * 45º | 0 |  | 15.8635
0 | CE16 |  | 1-3/8" ELBOW * 45º | 0 |  | 24.3894
0 | CE17 |  | 1-5/8" ELBOW * 45º | 0 |  | 42.9265
0 | CE18 |  | 2-1/8" ELBOW * 45º | 0 |  | 82.6743
0 | CE19 |  | 2-5/8" ELBOW * 45º | 0 |  | 149.2029
0 | CE20 |  | 3-1/8" ELBOW * 45º | 0 |  | 237.4175
0 | 0 |  | 4-1/8" ELBOW * 45º | 0 |  | 531.8129
FI185.1 | 102CP10-06 | KOREA COPPER REDUCER | 3/8x1/4 REDUCER | 0 |  | 3.296
FI186 | 102CP13-10 |  | 1/2x3/8 REDUCER | 0 |  | 3.7407
FI187 | 102CP13-06 |  | 1/2x1/4 REDUCER | 0 |  | 3.7407
FI188 | 102CP16-13 |  | 5/8x1/2 REDUCER | 0 |  | 4.7471
FI189 | 102CP16-10 |  | 5/8x3/8 REDUCER | 0 |  | 4.7471
FI190 | 102CP19-16 |  | 3/4x5/8 REDUCER | 0 |  | 5.7915
FI191 | 102CP19-13 |  | 3/4x1/2 REDUCER | 0 |  | 5.7915
FI193 | 102CP22-19 |  | 7/8x3/4 REDUCER | 0 |  | 7.7283
FI194 | 102CP22-16 |  | 7/8x5/8 REDUCER | 0 |  | 7.7283
FI195 | 102CP22-13 |  | 7/8x1/2 REDUCER | 0 |  | 7.7283
FI197 | 102CP28-22 |  | 1-1/8x7/8 REDUCER | 0 |  | 10.1668
FI198 | 102CP28-19 |  | 1-1/8x3/4 REDUCER | 0 |  | 10.1668
FI199 | 102CP28-16 |  | 1-1/8x5/8 REDUCER | 0 |  | 10.1668
FI200 | 102CP28-13 |  | 1-1/8x1/2 REDUCER | 0 |  | 10.1668
FI201 | 102CP35-28 |  | 1-3/8x1-1/8 REDUCER | 0 |  | 18.0866
FI202 | 102CP35-22 |  | 1-3/8x7/8 REDUCER | 0 |  | 18.0866
FI202.1 | 0 |  | 1-3/8x3/4 REDUCER | 0 |  | 18.0866
FI203 | 102CP35-16 |  | 1-3/8x5/8 REDUCER | 0 |  | 18.0866
FI204 | 102CP42-35 |  | 1-5/8x1-3/8 REDUCER | 0 |  | 24.7612
FI205 | 102CP42-28 |  | 1-5/8x1-1/8 REDUCER | 0 |  | 24.7642
FI206 | 102CP42-22 |  | 1-5/8x7/8 REDUCER | 0 |  | 24.7671
FI208 | 102CP54-42 |  | 2-1/8x1-5/8 REDUCER | 0 |  | 54.1172
FI209 | 102CP54-35 |  | 2-1/8x1-3/8 REDUCER | 0 |  | 54.1172
FI210 | 102CP54-28 |  | 2-1/8x1-1/8 REDUCER | 0 |  | 54.1172
FI211 | 102CP54-22 |  | 2-1/8x7/8 REDUCER | 0 |  | 54.1172
FI213 | 102CP67-54 |  | 2-5/8x2-1/8 REDUCER | 0 |  | 73.715
FI214 | 102CP67-42 |  | 2-5/8x1-5/8 REDUCER | 0 |  | 73.715
FI217 | 102CP80-67 |  | 3-1/8x2-5/8 REDUCER | 0 |  | 73.715
FI218 | 102CP80-54 |  | 3-1/8x2-1/8 REDUCER | 0 |  | 73.715
FI222 | 102CP105-80 |  | 4-1/8x3-1/8 REDUCER | 0 |  | 228.6533
FI223 | 102CP105-67 |  | 4-1/8x2-5/8 REDUCER | 0 |  | 228.6533
FI224.1 | CTE1 | KOREA COPPER TEE | 1/4" TEE | 0 |  | 7.4867
FI224.2 | CTE2 |  | 3/8" TEE | 0 |  | 8.039
FI224.3 | CTE3 |  | 1/2" TEE | 0 |  | 8.3919
FI224.4 | CTE4 |  | 5/8" TEE | 0 |  | 9.6345
FI225 | CTE5 |  | 3/4" TEE | 0 |  | 14.0831
FI226 | CTE6 |  | 7/8" TEE | 0 |  | 17.9837
FI227 | CTE7 |  | 1-1/8" TEE | 0 |  | 33.2299
FI228 | CTE8 |  | 1-3/8" TEE | 0 |  | 48.0251
FI229 | CTE9 |  | 1-5/8" TEE | 0 |  | 70.1309
FI230 | CTE10 |  | 2-1/8" TEE | 0 |  | 116.0333
FI231 | CTE11 |  | 2-5/8" TEE | 0 |  | 189.772
FI232 | CTE12 |  | 3-1/8" TEE | 0 |  | ~
FI232.1 | 0 |  | 4-1/8" TEE | 0 |  | ~
FI233 | 0 |  | 7/8X7/8X5/8 Tee | 0 |  | 26.9209
FI234 | 0 |  | 1-1/8X1-1/8X7/8 Tee | 0 |  | 47.4815
FI235 | 0 |  | 1-1/8X1-1/8X3/4 Tee | 0 |  | 33.5792
FI236 | 0 |  | 1-1/8X1-1/8X5/8 Tee | 0 |  | 33.5792
FI237 | 0 |  | 1-3/8X1-3/8X1-1/8 Tee | 0 |  | 68.5662
FI238 | 0 |  | 1-3/8X1-3/8X7/8 Tee | 0 |  | 48.4988
FI239 | 0 |  | 1-5/8X1-5/8X1-3/8 Tee | 0 |  | 100.1829
FI240 | 0 |  | 1-5/8X1-5/8X1-1/8 Tee | 0 |  | 100.1829
FI241 | 0 |  | 1-5/8X1-5/8X7/8 Tee | 0 |  | 100.1829
FI242 | 0 |  | 2-1/8X2-1/8X1-5/8 Tee | 0 |  | 116.0374
FI243 | 0 |  | 2-1/8X2-1/8X1-3/8 Tee | 0 |  | 115.2761
FI244 | 0 |  | 2-1/8X2-1/8X1-1/8 Tee | 0 |  | 115.2761
FI245 | 0 |  | 2-5/8X2-5/8X2-1/8 Tee | 0 |  | 189.772
FI246 | 0 |  | 2-5/8X2-5/8X1-5/8 Tee | 0 |  | 189.772
FI247 | 0 |  | 2-5/8X2-5/8X1-3/8 Tee | 0 |  | ~
FI248 | 0 |  | 3-1/8X3-1/8X2-5/8 Tee | 0 |  | ~
FI249 | 0 |  | 3-1/8X3-1/8X2-1/8 Tee | 0 |  | 361.2337
FI250 | 0 |  | 4-1/8X4-1/8X3-1/8 Tee | 0 |  | ~
FI251 | 0 |  | 4-1/8X4-1/8X2-5/8 Tee | 0 |  | ~
FI252 | 0 |  | 4-1/8X4-1/8X2-1/8 Tee | 0 |  | ~
*PLEASE EMAIL OR FAX OVER THE BANK IN SLIP
BANK ACC :HONG LEONG BANK BHD 36600016285 , PUBLIC BANK BHD 3119617816
BENEFICIARY :WELLER AIR-COND PARTS ENTERPRICE SDN BHD

## Wefoam
WEFOAM SDN BHD 1496595-K
HONG LEONG BANK :36600066163
H/P:016-6666331 EMAIL: weller.leong@gmail.com
DATE :28.9.26
PANEL& door-15%,Term cash -20%, EXTRA -3% Above 5000sqft
Below 800sq ft will charge transport within Klang valley RM300
ITEM CODE | PU PANEL SIZE | Specification |  | RM
PP001 | 2" PU PANEL 0.45MM | 0.45mm * 1.2m width include transport klang valley above 1000sqft below have additional charges rm100 |  | 11.0795
PP002 | 3" PU PANEL 0.45MM |  |  | 12.4654
PP003 | 4" PU PANEL 0.45MM |  |  | 13.9933
PP004 | 5" PU PANEL 0.45MM |  |  | 15.6279
PP005 | 6" PU PANEL 0.45MM |  |  | 17.2624
PP006 | 2" PU slab | 1.2m width SLAB |  | 6.7285
PP007 | 3" PU slab |  |  | 7.7034
PP008 | 4" PU slab |  |  | 9.3489
PP009 | 5" PU slab |  |  | 11.1091
PP010 | 6" PU slab |  |  | 12.8694
PP011 | 2" S/S304 single layer PU PANEL | 0.5mm S/S304 *0.45mm colourbond *1.2m width |  | 15.6349
PP012 | 3" S/S304 single layer PU PANEL |  |  | 17.1273
PP013 | 4" S/S304 single layer PU PANEL |  |  | 18.7728
PP014 | 5" S/S304 single layer PU PANEL |  |  | 20.5331
PP015 | 6" S/S304 single layer PU PANEL |  |  | 22.2934
PP016 | 2" S/S304 PU PANEL | both side 0.5mm S/S304 * 1.2m width |  | 19.338
PP017 | 3" S/S304 PU PANEL |  |  | 20.8304
PP018 | 4" S/S304 PU PANEL |  |  | 22.4759
PP019 | 5" S/S304 PU PANEL |  |  | 24.2362
PP020 | 6" S/S304 PU PANEL |  |  | 25.9965
PP021 | 4" S/S304 PU PANEL | both side 0.7mm S/S304 * 1.2m width |  | 27.6836
PP022 | 5" S/S304 PU PANEL |  |  | 29.5204
PP023 | 6" S/S304 PU PANEL |  |  | 31.3572
PP023.1 | 3" 1.5mm alum checker plate single layer PU PANEL | 1.5mm alum checker plate *0.45mm colourbond *1.2m width |  | 23.3469
PP024 | 4" 1.5mm alum checker plate single layer PU PANEL |  |  | 25.1072
PP025 | 5" 1.5mm alum checker plate single layer PU PANEL |  |  | 26.8675
PP026 | 6" 1.5mm alum checker plate single layer PU PANEL |  |  | 28.6278
PP030 | Installation outstation below 1000sqft-@5.5per sq ft,above 1000-2000sq ft -@rm5 per sqft, above2000-4000sqft -@rm4.5,above4000-8000sqft -@rm4
Installation local below 1000sqft-@4.5per sq ft,above 1000-2000sq ft -@rm4 per sqft, above2000-4000sqft -@rm3.5,above4000-8000sqft -@rm3
Fully cam lock 2"-6" additional rm5 per sqft
Fully cam lock (floor) 2"-6" additional rm2 per sqft
PP031 | Accessories sealant,silicon,rivet,pvc slab,aluminium ankle | acc below 1500sq ft -@rm2.3 ,above 1500sqft -@rm2 , above 5000sqft -@rm1.8 |  | 2.5
PP032 | Floor accessories -@rm0.5 per sq ft |  |  | 0.6
PP032.02 | Hanging profile 6" cw wire rope and acc -@rm0.5 per sqft |  |  | 1200
per sq ft
PP032.03 | Concrete gred30 4" A8 | small size below 500sqft |  | 14.9271
PP032.04 | Concrete gred30 4" A10 | above 500 sqft got forklift running |  | 14.9405
PP032.05 | Concrete gred30 5" A10 | above 500 sqft got forklift running |  | 15.9821
| Concrete gred30 6" A10 | above 500 sqft got forklift running |  | 16.9927
0 | Brc A7 -$ 135 | 2.2mx6m
0 | Brc A8 -$ 180 | overlap 1.9mx5.5m
0 | Brc A10 -$ 270 | 112 sqft
0 | rm8.5 (all include prc,concrete,heli)rm7 per meter2
PP032.15 | Bituflex 20kgs (400sq ft) | RM14 per sq ft ABOVE 200 sqft |  | per sq ft
PP032.16 | Membrane 4mm x 1m x 10m | BELOW 100SQFT -LUMP SUMP RM2500 |  | 16.9754
| Isocyanate grownate 200 (black) 250kgs | total 450gram for 4" |  | loose pu per kg
| Cyclopentane growfoam (white) 210kgs | 126black:100white |  | 19.8989
0
Protection film 1.2m*500m*0.06mm (blue)
Protection film 1.2m*500m*0.05mm ssteel (white/black)
ITEM CODE | PU PANEL SIZE |  |  | DOOR c/w handle and hinges only | c/w heater door frame,ankle,heater,pvc and wood 3ft | c/w strip curtain
PP033 | 3x6ft swing door c/w door frame | traditional door |  | 978.3609 | 1260.9087 | 230 | 1m*6pcs
PP034 | 3x6.5ft , 3.5x6.5ft swing door c/w door frame |  |  | 1084.1638 | 1366.7117 | 240 | 1.2m*7pcs
PP035 | 4x7ft swing door c/w door frame |  |  | 1221.3658 | 1503.9136 | 250 | 1.2m*7pcs
PP035.01 | (3x6ft,3.5ftx6.5ft) internal door frame |  | Swing door c/w handle,hinges (S/STEEL DOOR ADD RM350) | 480.5812 | ~ | ~ | ~
PP035.02 | 3x6.5ft swing door c/w pvc frame (class door) | (915*1982)(n-90mm)(o-65mm) |  | 940.7146 | 1269.4536 | 231 | 1m*6pcs
PP035.03 | 3.5x6.5ft swing door c/w pvc frame (class door) | (1065*1982)(n-90mm)(o-65mm) |  | 990.6453 | 1319.6596 | 269.5 | 1.2m*7pcs
PP035.04 | 4x7ft swing door c/w pvc frame (class door) | (1200*2135)(n-90mm)(o-66mm) |  | 1176.2272 | 1506.0036 | 330 | 1.2m*8pcs
PP035.05 | 3.5x6.5ft swing door c/w pvc frame (class door)5" PU | (1065*1982)(n-90mm)(o-65mm) |  | 995.0271 | 1322.095 | 269.5 | 1.2m*7pcs
PP035.06 | 3x6.5ft swing door c/w aluminium frame (class door) | (915*1982)(n-90mm)(o-65mm) |  | 984.5325 | 1276.8858 | 231 | 1m*6pcs
PP035.07 | 3.5x6.5ft swing door c/w aluminium frame (class door) | (1065*1982)(n-90mm)(o-65mm) |  | 1064.0402 | 1358.944 | 269.5 | 1.2m*7pcs
PP035.08 | 4x7ft swing door c/w aluminium frame (class door) | (1200*2135)(n-90mm)(o-66mm) |  | 1237.3531 | 1611.8785 | 330 | 1.2m*8pcs
PP035.09 | 3.5x6.5ft swing door c/w aluminium frame (class door)5" PU | (1065*1982)(n-90mm)(o-65mm) |  | 1102.2773 | 1391.3064 | 269.5 | 0
PP035.10 | 4x7ft swing door c/w aluminium frame (class door)5" PU | (1200*2135)(n-90mm)(o-66mm) |  | 1358.2399 | 1717.9768 | 330 | 0
PP036 | 4x7 sliding door | 1325mm*2135mm height | Sliding door cw railing,heater and accessories (left & right add 125mm)(up add 30mm) | 3404.7565 |  | 330 | 1.2m*1.2mm*8pcs
PP037 | 5 x 7 sliding door | 0 |  | 3810.7428 |  | 412.5 | 1.5m*1.2mm*10pcs
PP038 | 6 x 8 sliding door | 1925mm*2440mm height |  | 4534.6296 |  | 561 | 1.8m*2mm*12pcs
PP039 | 7 x 8 sliding door | 0 |  | 4937.3503 |  | 654.5 | 2.0m*2mm*14pcs
PP040 | 8 x 10 sliding door | 2525mm*3050mm height |  | 5778.6816 |  | 924 | 2.4m*2mm*16pcs
PP041 | 10 x 10 sliding door | 0 |  | 6517.7022 |  | 1155 | 3m*2mm*20pcs
PP042 | 12 x 10 sliding door | 0 |  | 7134.1739 |  | 1386 | 3.65m*2mm*24
PP043 | 4x7 internal door frame | 1.325*2.135 | 5.7 | 584.849
PP044 | 5x7 internal door frame | 1.629*2.135 | 7.53 | 752.599
PP045 | 6 x 8 sliding door | 1.934*2.44 | 8.75 | 864.4323
PP046 | 7 x 8 sliding door | 2.238*2.44 | 9.356 | 919.9823
PP047 | 8 x 10 sliding door | 2.543*3.05 | 11.19 | 1088.099
PP048 | 10 x 10 sliding door | 3.153*3.05 | 12.41 | 1199.9323
PP049 | 12 x 10 sliding door | 3.763*3.05 | 13.63 | 1311.7656
0 | Sliding door heater frame c/w heater and wood per ft run (local) | 0 |  | 5.3099
PP050 | Gasket for swing door (m) 半圆带边密封条 | 半圆带边密封条 |  | 9.9613
PP051 | Cabin door (900x2100x38mm)c/w door lock and frame |  |  | 1272.5398
PP052 | Cabin door (900x2100x38mm)c/w push/pull plate and frame |  |  | 1200.6628
PP053 | Right hand Cabin door (900x2100x50mm)c/w door lock and frame |  |  | 924.7477
PP054 | Left hand Cabin door (900x2100x50mm)c/w door lock and frame |  |  | 924.7477
PP055 | Dual Cabin door (1.5mx2.1mx50mm) |  |  | 1456.4146
0 | Dual Cabin door (1.7mx2.1mx50mm) |  |  | 1700.8303
PP056.01 | PVC auto rolling door (1.8m*2.2m) |  |  | 5246.6204
0 | PVC auto rolling door (2.74m*3.48m) |  |  | 13518.4509
0 | PVC auto rolling door (1.83m*2.44mH) |  |  | 8037.9978
PP057 | Auto sliding cabin door (1500x2100x40mm) |  |  | 4157.5851
PP058 | Door closer |  |  | 30.8123
PP059 | Door hinges per pair |  |  | 5.4805
PP060 | Handle lock (35mm-50mm magnetic) |  |  | 101.0839
PP061 | S/s handle set(PUSH+PULL) |  |  | 35.1967
PP062 | Internal frame |  |  | 28.9617
PP063 | door frame |  |  | 25.6831
PP064 | bottom frame |  |  | 25.4098
PP065 | gasket 153m |  |  | 3.5403
PP066 | Cabin door dual side hinges |  |  | 206.2234
PP067 | Pvc door frame 4" 915mm x 1980mm (3ft x 6.5ft) |  |  | 0
PP067.01 | Pvc door frame 4" 1067mm x 1980mm (3.5ft x 6.5ft) |  |  | 0
PP067.02 | Pvc door frame 4" 4.3m |  |  | 0
PP067.03 | Pvc door frame 5" 1067mm x 1980mm (3.5ft x 6.5ft) |  |  | 0
PP067.04 | Aluminium door frame 4" 915mm x 1980mm (3ft x 6.5ft) |  |  | 0
PP067.05 | Aluminium door frame 4" 1067mm x 1980mm (3.5ft x 6.5ft) |  |  | 0
PP067.06 | Aluminium door frame 5" 1067mm x 1980mm (3.5ft x 6.5ft) |  |  | 0
PP067.07 | Aluminium door frame 4" 1198mm x 1980mm (4ft x 6.5ft) |  |  | 0
PP067.08 | Aluminium door frame 5" 1198mm x 1980mm (4ft x 6.5ft) |  |  | 0
PP067.09 | Aluminium door frame 4" 4.3m |  |  | 0
PP067.10 | Aluminium door frame 5" 4.3m |  |  | 0
PP067.11 | 3" (75mm) internal door frame (845*1910mm) 3x6.5ft |  |  | 0
PP067.12 | 3" (75mm) internal door frame (997*1910mm) 3.5x6.5ft |  |  | 0
PP067.13 | 4" (100mm) internal door frame (845*1910mm) 3x6.5ft |  |  | 0
PP067.14 | 4" (100mm) internal door frame (997*1910mm) 3.5x6.5ft |  |  | 0
PP067.15 | 5" (120mm) internal door frame (845*1910mm) 3x6.5ft |  |  | 0
PP067.16 | 5" (120mm) internal door frame (997*1910mm) 3.5x6.5ft |  |  | 0
PP067.17 | 4" (100mm) internal door frame (1128*1910mm) 4x6.5ft |  |  | 0
PP067.18 | 5" (120mm) internal door frame (1128*1910mm) 4x6.5ft |  |  | 0
PP070 | Double swing door profile 6.5m |  |  | 179.4341
PP071 | Fully flat internal door frame 4.25m (swing door) |  |  | 43.9959
PP072 | 全埋门锁 |  |  | 1050
PP073 | 铝净樘 |  |  | 18585
PP074 | Medium size sliding door acc (WE-650) |  |  | 657.6544
PP075 | Sliding door puller |  |  | 58.4582
PP076 | Inside handle sliding door |  |  | 16.7023
PP077 | HS-637 MEDIUM DOOR ASSEMBLY OF UPPER WHEEL CARRIER (中型门上轮架总成) |  |  | 135.9152
PP078 | HS-638 MEDIUM SLIDING DOOR LOWER GUIDE WHEEL (中型移门下导轮) |  |  | 51.1509
PP079 | HS-619 MEDIUM SIDE GUIDE (中型侧导轮) |  |  | 65.7654
PP080 | HS-639 MEDIUM DOOR ASSEMBLY SIDE PRESSURE FITTINGS (中型门侧压紧件总成) |  |  | 67.2269
PP081 | HS-640 MEDIUM UNDER WALL TRACK COVER (中型门墙下轨道罩) |  |  | 8.3512
PP082 | HS-641 NEW SLIDING DOOR OUTSIDE DOOR OPENER (新型移门外开门器) |  |  | 126.2165
PP083 | Medium size upper orbit 6.5 m + hollow track |  |  | 511.509
PP084 | Medium size upper orbit 5.5 m + hollow track |  |  | 432.8153
PP085 | SLIDING DOOR RAIL (BOTTOM) |  |  | 0
PP086 | 75mm door frame 6.5m |  |  | 175.3745
PP087 | 100mm door frame 6.5m |  |  | 182.6818
PP088 | 120m door frame 6.5m |  |  | 204.6036
PP089 | 150mm door frame 6.5m |  |  | 211.9109
PP090 | Thermal bridge 3.75m (sliding door acc) |  |  | 5.176
PP091 | Gasket pvc layer 4m (sliding door acc) |  |  | 2.7605
PP092 | SLIDING DOOR FRAME -1 |  |  | 12.6
PP093 | SLIDING DOOR FRAME -2 |  |  | 12.6
PP094 | SLIDING DOOR FRAME -3 |  |  | 12.6
PP095 | Sliding door seal (per meter) |  |  | 12.7877
PP096 | Sliding door sweeping strip (per meter) |  |  | 11.8743
PP097 | Light upper orbit 6.5m |  |  | 694.1907
PP098 | Seals gasket |  |  | 7.8694
PP099 | Sweep strips gasket |  |  | 7.6445
PP100 | Split mushroom head |  |  | 1.6863
PP101 | Regressor |  |  | 84.3147
PP102 | Aluminum net 6.2 meter |  |  | 439.5604
PP103 | Hook samples |  |  | 0
PP104 | PVC SHEET GREY (2mm x 4ft x 8ft) |  |  | 204.1063
PP105 | Aluminium checker plate 1.5mm*1.22m*2.44m |  |  | 306.2353
PP106 | Aluminium checker plate 2mm*1.22m*2.44m |  |  | 408.2353
PP107 | KAYU 17mm x 73mm (swing door frame) |  |  | 3.6923
PP108 | BOSNY WAX 15KGS |  |  | 515.3846
PP109 | Rivets 1/8 x 1/2" 1000vs Nikee (1000pcs per box) |  |  | 30.7692
PP110 | Rivets 3/16 x 1/2" 1000vs Nikee (500pcs per box) |  |  | 26.9231
PP111 | X'TRASEL MC-202 Mastic sealant (300ml) |  |  | 7.9615
PP112 | X'TRASEL SA-107 Silicone white acetic (280ml) |  |  | 8.0308
PP113 | X'TRASEL SN-503 Silicone white neutral (250ml) |  |  | 12.4615
PP114 | X'bond Contruction sealant 320gm |  |  | 11.2308
PP115 | CA288 Contact adhensive |  |  | 70.7692
PP116 | General purpose sealant-white (240ml) silicone |  |  | 9.2308
PP117 | GP silicone grey VT-202 |  |  | 9.6923
PP118 | PU FOAM VT-268 (750ml) |  |  | 46.1538
PP119 | Nylon hammer (6x40) 200pcs floor wallplug |  |  | 31.5
PP120 | 50mm pvc stand 支架5公分 |  |  | 0.11429
PP121 | 75mm pvc stand 支架7.5公分 |  |  | 0.13333
PP122 | 100mm pvc stand 支架10公分 |  |  | 0.13333
PP123 | 120mm pvc stand 支架12公分 |  |  | 0.13333
PP124 | 150mm pvc stand 支架15公分 |  |  | 0.15238
PP125 | CAM LOCK CAP 孔塞 16MM |  |  | 0.15873
PP126 | MOULD FASTENER |  |  | 0
PP127 | φ10*80mm SCREW |  |  | 1.0352
PP128 | φ10*110mm SCREW |  |  | 1.2882
PP129 | φ10*130mm SCREW |  |  | 1.4263
PP130 | φ10*160mm SCREW |  |  | 1.7023
PP131 | 30*30*12.4mm WASHER |  |  | 0.57511
PP132 | Cabin door dual side hinges |  |  | 206.2234
PP133 | WIRE ROPE (6*19) 6mm x 300m |  |  | 459.8541
PP134 | WIRE ROPE (6*24) 8mm x 200m |  |  | 503.9497
PP135 | WIRE ROPE (6*24) 10mm x 200m |  |  | 755.9246
PP136 | FAN HOOK |  |  | 2.2734
0 | PU MOULD 11.5M X 1.5M |  |  | 0
0 | FULLY MOULD 6M |  |  | 0
0 | ROOLING COLOURBOND MACHINE |  |  | 0
HEA039.08 | DHR-J-S door heater 8mm x 100m(65c~105c) |  |  | 679.089
HEA039.09 | DHS-J-S door heater 10mm x 100m(65c~105c)S/steel braider |  |  | 993.7888
PP057.17 | Polyester panel |  |  | 0
PP057.18 | pu door mould |  |  | 0
PP057.19 | ROOLING COLOURBOND MACHINE hydraulic |  |  | 0
0 | sensor |  |  | 0
0 | plc switch board |  |  | 0
HEA039.02 | DH-5.67m/220w/240v door heater |  |  | 0
HEA039.03 | DH-6m/220w/240v door heater |  |  | 0
HEA039.04 | DH-6.3m/220w/240v door heater |  |  | 0
ITEM CODE | CJ CODE | DESCRIPTION | PICTURE
| CJK1337 | ALUMINIUM PLATE
| CJK1349 | ALUMINIUM COIL
| 11955 | HANGING PROFILE
| CJK1338 | 1.5" HEATER ANGLE
| CJK 1339 | FLAT BAR
| CJK1350 | CABIN DOOT INTERNAL FRAME
| CJK1347 | SLIDING DOOR RAIL (TOP) -1
| CJK1348 | SLIDING DOOR RAIL (TOP) -2
| CJK1356 | SLIDING DOOR U-CHANNEL 75MM
| CJK1357 | SLIDING DOOR U-CHANNEL 100MM
| CJK1358 | SLIDING DOOR U-CHANNEL 120MM
| CJK1369 | SLIDING DOOR FRAME -1
| CJK1370 | SLIDING DOOR FRAME -2
| CJK1368 | SLIDING DOOR FRAME -3
| on hold | SWING DOOR
hup soon
ITEM CODE | DESCRIPTION | SIZE | DIAGRAM | RM
PP060 | EQUAL ANGLE - EA 6039 | 38.10mm x 38.10mm x 1.5mm x 6.1m |  | #REF!
PP066 | EQUAL ANGLE - EA 6045 | 50.80mm x 50.80mm x 2mm |  | #REF!
| UNEQUAL ANGLE - UEA 7037 | 38.10mm x 76.20mm x 1.5mm |  | #REF!
PP075 | UNEQUAL ANGLE - UEA 7037 | 38.10mm x 76.20mm x 2mm |  | #REF!
PP077 | TEE BAR - TE 002 | 12.70MM X 38.10MM X 1.90MM X 6.1M |  | #REF!
PP084 | U-CHANNEL - SA 2066 | 19mm x 79mm x 1.5mm |  | #REF!
PP087 | U-CHANNEL - SA 1687 | 25mm x 108mm x 3mm |  | #REF!
PP088 | U-CHANNEL - 10400 | 25.40mm x 54.80mm x 2mm |  | #REF!
| TY-GY9188(quickool) | 1.0+_0.1 |  | #REF!
| TY-GY9188A(quickool) | 1.0+_0.1 |  | #REF!
| TY-GY9190(quickool) | 1.35+_0.1 |  | #REF!
| U-CHANNEL - SA 1964 | 35mm x 56.6mm x 1.8mm |  | #REF!
| U-CHANNEL - UC 8036 | 38mm x 82mm x 2mm |  | #REF!
| COVING - 10691 (6.1M) |  |  | #REF!
| COVING BASED - 10981 (6.1M) |  |  | #REF!
| CONER POST - 10611 (6.1M) |  |  | #REF!
| 1 WAY STEP COVING (LEFT) | Colour : MF, NA & PCW23 (White) |  | #REF!
| 1 WAY STEP COVING (RIGHT) | Colour : MF, NA & PCW23 (White) |  | #REF!
| 2 WAY STEP COVING | Colour : MF, NA & PCW23 (White) |  | #REF!
| 3 WAY STEP COVING (70MM) | Colour : MF, NA & PCW23 (White) |  | #REF!
PP098 | 1.5" HEATER ANGLE - SA 2558 X 6.1M |  |  | #REF!
PP100 | FLAT BAR PROFILE - SA 2559 X 6.1M |  |  | #REF!
PP101 | 2" HEATER ANGLE - SA 2571 X 6.1M |  |  | #REF!
PP102 | FLAT BAR PROFILE - SA 2572 X 6.1M |  |  | #REF!
| DOOR GASKET ANGLE PROFILE - SA 2428 X 6.1M |  |  | #REF!
| DOOR GASKET U CAPPING - SA 2429 X 6.1M |  |  | #REF!
PP109 | GASKET FOR SA 2428 - G1618 X 100M (Black) | 1 roll (100meter) |  | #REF!
PP110 | GASKET FOR SA 2428 - 1618 X 100M (grey) |  |  | #REF!
PP111 | GASKET - G1213 X 31M (GREY) |  |  | #REF!
PP112 | GASKET - G2090 X 153M (BLACK) (CUT TO SIZE) |  |  | #REF!
PP113 | GASKET A 22047 (BLACK) | 30 METER X 31MM X 1 ROLL |  | #REF!
PP114 | 2" DOOR JAMB - SA 1542 X 6.1M | 2" |  | #REF!
PP115 | GASKET FOR SA 1542 - 2701 X 150M (GREY) |  |  | #REF!
| 3" DOOR JAMB - SA 1628 X 6.1M | 3" |  | #REF!
| GASKET FOR SA 1628 - 2702 X 50M (GREY) |  |  | #REF!
PP118 | GASKET - G7203 X 31M (BLACK) |  |  | #REF!
| DOOR FLOOR (T GASKET) - SA 1772 X 6.1M |  |  | #REF!
| GASKET FOR SA 1772 - 1149 X 153M (GREY) |  |  | #REF!
PP121 | U CHANNEL - SA 1156A X 6.1M | 12.70mm x 38mm x 3mm |  | #REF!
PP122 | DOUBLE DOOR U CAP - SA 1294 X 6.1M |  |  | #REF!
| SWING DOOR DOUBLE LEAF (GASKET) - SA 2054A X 6.1M |  |  | #REF!
| FLOOR GUIDE CHANNEL - 10794 X 6.1M |  |  | #REF!
PP125 | HANGING PROFILE 5.5" - 12952 X 6.1M |  |  | #REF!
PP126 | HANGING PROFILE 6" - 10790 X 6.1M |  |  | #REF!
| [FLAT BAR] COUPLE WITH 12952/10790 - FB 1038 X 6.1M (MF) |  |  | #REF!
PP128 | TEE HANGING PROFILE - SA 1426 X 6.1M | 50.8mm*109.6mm |  | #REF!
| HANGING PROFILE - 11270 X 6.1M |  |  | #REF!
| [FLAT BAR] COUPLE WITH 11270 - FB 1028 X 6.1M (MF) |  |  | #REF!
| 1.5" WINDOW FRAME - 11073 X 6.1M |  |  | #REF!
PP137 | 2" WINDOW FRAME - SA 1272 X 6.1M | 2" |  | #REF!
| 3" WINDOW FRAME - SA 2392 X 6.1M | 3" |  | #REF!
| 3" WINDOW FRAME - 13190 X 6.1M |  |  | #REF!
PP140 | 4" WINDOW FRAME - 14339 X 6.1M | 4" |  | #REF!
| 1.5" ROUND WINDOW FRAME - 15161 X 6.1M |  |  | #REF!
| 2" ROUND WINDOW FRAME - 15162 X 6.1M |  |  | #REF!
| 3" ROUND WINDOW FRAME - 15163 X 6.1M |  |  | #REF!
PP144 | 1.5" DOOR WINDOW FRAME PROFILE - SA 1198 X 6.1M | 1.5" |  | #REF!
PP145 | 14478 X 6.4M |  |  | #REF!
PP146 | 14478 X 6.0M |  |  | #REF!
PP147 | TRIMMING - PT 12616 X 6.1M |  |  | #REF!
PP148 | GASKET - T (BLACK) CODE: RL-015 | 30M/ROLL |  | #REF!
PP149 | GASKET RH 3001 (BLACK) | 30M/ROLL |  | #REF!
PP150 | BALAU PLANED 1X2 | 38/8'
PP151 | BALAU PLANED 1X3 | 3' - 4'
PP152 |  | 6' - 7'
PP153 | BALAU PLANED 3/4X4 | 3' - 4'
PP154 |  | 6' - 7'
BALAU PLANED 3/4X5
PP155 | BALAU PLANED 3/4X6 | 30/10'
Serial number | NAME | Model |  |  | remarks | picture
1 | Freezer sliding door handle | 603
2 | Sliding door hanger and sling wheel | 604
3 | Heavy sliding door upper | 605
4 | Sliding door outside door opener | 606
5 | Sliding inside door opener | 607
| Sliding inside door opener | HS-22
| Sliding inside door opener | HS-633-1
6 | Silding door safety out of danger | 608-1
7 | Silding door safety out of danger | 608-2
7 | Silding door safety out of danger | 609
8 | Sliding door limit | 610
9 | Sliding door block | 611
| Sliding door rail light rail | 612
10 | Sliding door rail heavy rail | 612-1
11 | Medium sliding door rail side rail | 613
12 | Medium door cold bridge and aluminium net door frame | 614
13 | Medium sliding door aluminium rail | 615
14 | Medium sliding door after crashproof limit | 616
15 | Medium sliding door rail cover | 617
16 | Medium sliding door rail cover | 618
17 | Medium side guide big | 619
18 | MS-620 Medium sliding door upper guide wheel and hanger | 620
19 | MS-621 Medium sliding door inside handle to open the door | 621
20 | Medium lift piece of rail | 622-1
| Medium lift piece of rail | 622-2
21 | Heavy back rise | 623
22 | Heavy ssteel upper guide wheel | 624
23 | Medium sliding door upper guide wheel | 625
24 | Sliding door upper guide wheel | 626
25 | Electric door lock | 627
26 | Heater wire 220V | 629
27 | Sliding door double lock | 630
28 | Double sliding door outside door opener | 631
29 | Sliding door over sling | 632
30 | Sliding door over sling | 634
31 | Mushroom head carriage 100mm | 635
Mushroom head carriage 150mm
32 | Light door upper guide wheel | 636
33 | Medium door assembly of upper wheel carrier | 637
34 | Medium sliding doors lower guide wheel | 638
35 | Medium door assembly side pressure fittings | 639
| Medium door assembly side pressure fittings | 639-1big
36 | Medium under wall track cover | 640
37 | New sliding door outside door opener | 641
| New sliding door outside door opener hs-634-1 | HS-634-1
New sliding door outside door opener
38 | Double | 642
Sliding
Door
Outside
Door
opener
39 | 100mm- | 643
150mmdoor
plank
40 | Sliding | 644
Door
Sealing
strips
42 | Door frame connection fittings | 647
43 | Aluminum | 648
Door
Hole
frame
| Lower track wheel | 649
44 | Light
Sliding
Door
Fittings
assembly
Light
Sliding
Door
Fittings
assembly
45 | Heavy
Door
accessories
46 | Medium-sized door
47 | Sliding door accessories
48 | Free door
Free door
49 | Eectric motor to move the door and Control box assembly of the electric door
| Explosion-proof hinge | HS-82
| Explosion-proof hinge | HS-82-1
| New container door lock | HS-212 w/o s/s tube
| Container hinge | HS-10

## QUICKOOL
DATE :28.9.26
ITEM CODE | MODEL | Dimension | System | cond unit model | fan sets | cappillary tube | blower | (RM) | PIC
CAB001 | Mini 2 Door cabinet c/w 1/3hp cond unit | 760*585*1830 | Piping system -18c ~ 0c | KK270CZ1 cw cs030 | 10watts | 0.049*54" (0.4kg) | ~ | 2865.2714
CAB002 | 2 Door cabinet c/w 3/8hp cond unit R134 | 840*685*2080 |  | K325CZ1 cs033 | 10watts | 0.049*54" | ~ | 3651.5065
CAB003 | 4 Door cabinet c/w 1/2hp cond unit R134 | 1300*685*2080 |  | K400CZ1 cw cs060 | 16watts | 0.042*52" (0.8kg) | ~ | 4567.639
CAB004 | 6 Door cabinet c/w 5/8hp cond unit R404 | 1930*685*2080 |  | ne2178ck,mpt16la cw cs075 | 18watts cw hi/lo switch | 0.055*60" | ~ | 5852.8464
CAB005 | 6 Door cabinet c/w 3/4hp cond unit R404 | 1930*685*2080 |  | ne2180ck,mpt18la cw cs075 | 25watts cw hi/lo switch | 0.055*60" (0.9kg) | ~ | 5921.5675
CAB006 | 2 Door cabinet full piping (8rack 32ice)c/w ice tray | 840*685*2080 |  | Nct2195ck cw cs145 | 0 | 0 | ~ | 6287.3496
CAB007 | 2 Door cabinet full piping (10rack 40ice)c/w ice tray | 840*685*2080 |  | Nct2195ck cw cs145 | 0 | 0 | ~ | 6940.335
CAB008 | 4 Door cabinet full piping (10rack 60ice)c/w ice tray | 1300*685*2080 |  | 2 x Nct2195ck cw cs145 | 0 | 0 | ~ | 10762.976
CAB009 | 6 Door cabinet full piping (10rack 100ice)c/w ice tray | 1930*685*2080 |  | 2 x Nct2212ck cw cs170 | 0 | 0 | ~ | 13158.5088
CAB010 | 2 Door chiller c/w 1/3hp cond unit R134 | 710*760*2060 | Chiller 0 ~ 5c blower system | KK270CZ1 cw cs030 | 0 | 0 | 5 X 14 X 4R | 3261.4915
CAB011 | 4 Door chiller c/w 1/2hp cond unit R134 | 1300*760*2060 |  | KK375CZ1 cw cs050 | 0 | 0 | 5 X 20 X 4R | 4191.5467
CAB012 | 6 Door chiller c/w 1/2hp (B) cond unit R134 | 1930*760*2060 |  | K400CZ1 cw cs060 | 0 | 0 | 5 X 33 X 4R | 5142.1833
CAB013 | 2 Door frezzer c/w 1/3hp cond unit R404 | 710*760*2060 | Frezzer 0c ~ -15c blower system | NE2150 cw cs050 | 0 | 0 | UC100 | 3661.3897
CAB014 | 4 Door frezzer c/w 3/4hp cond unit R404 | 1300*760*2060 |  | ne2180ck,Mpt18 cw cs075 | 0 | 0 | UC150 | 4740.0798
CAB015 | 6 Door frezzer c/w 1hp cond unit R404 | 1930*760*2060 |  | Nct2195ck cw cs145 | 0 | 0 | UC200 | 6167.3409
CAB016 | 2 Door frezzer c/w 1/2hp cond unit R404 | 710*760*2060 | Frezzer -10c ~ -25c blower system | ne2180ck,Mpt18 cw cs075 | 0 | 0 | UC100 | 3821.8723
CAB017 | 4 Door frezzer c/w 1hp cond unit R404 | 1300*760*2060 |  | Nct2195ck cw cs145 | 0 | 0 | UC200 | 5351.6762
CAB018 | 6 Door frezzer c/w 1.5hp cond unit R404 | 1930*760*2060 |  | Nct2212ck cw cs170 | 0 | 0 | UC300 | 6530.5663
CAB019 | 1.2m counter chiller (4ft) 1/4hp R134 | 1200*750*840 | Chiller 0 ~ 5c blower system | KK270CZ1 cw cs039 | 0 | 0 | 8*11*3R | 2974.3164
CAB020 | 1.5m counter chiller (5ft) 1/3hp R134 | 1500*750*840 |  | KK270CZ1 cw cs039 | 0 | 0 | 8*11*3R | 3183.1509
CAB021 | 1.8m counter chiller (6ft) 3/8hp R134 | 1800*750*840 |  | K325CZ1 cs054 | 0 | 0 | 12*11*3R | 3572.8744
CAB022 | 2.1m counter chiller (7ft) 1/2hp R134 | 2100*750*840 |  | KK375CZ1 cw cs054 | 0 | 0 | 12*11*3R | 3946.8119
CAB023 | 1.2m counter frezzer (4ft) 1/2hp R134 | 1200*750*840 | Frezzer -25c ~ -10c blower system | KK375CZ1 cw cs054 | 0 | 0 | 12*11*3R | 3095.6695
CAB024 | 1.5m counter frezzer (5ft) 1/2hp R134 | 1500*750*840 |  | K400CZ1 cw cs066 axial | 0 | 0 | 12*11*3R | 3369.6558
CAB025 | 1.8m counter frezzer (6ft) 1/2hp R404 | 1800*750*840 |  | ne2170ck cw066 axial | 0 | 0 | 12 x 13 x 3R (330) | 3922.1755
CAB026 | 2.1m counter frezzer (7ft) 5/8hp R404 | 2100*750*840 |  | mpt16la cw cs083 axial | 0 | 0 | 12 x 13 x 3R (330) | 4337.4478
CAB027 | 1 Glass Door chiller c/w 1/3hp cond unit R134 | 610*760*2030 | Chiller 0 ~ 5c blower system | KK270CZ1 cw cs030 | 0 | 0 | 5 X 14 X 4R | 2816.0695
CAB028 | 2 Glass Door chiller c/w 1/2hp cond unit R134 | 1215*760*2030 |  | KK375CZ1 cw cs050 | 0 | 0 | 5 X 20 X 4R | 3796.5917
CAB029 | 3 Glass Door chiller c/w 1/2hp B cond unit R134 | 1810*760*2030 |  | K400CZ1 cw cs060 | 0 | 0 | 5 X 33 X 4R | 4883.2648
CAB030 | 1 Glass Door Frezzer c/w 5/8hp cond unit R404 | 610*760*2030 | Frezzer -10c ~ -25c blower system | ne2178ck,mpt16la cw cs090 | 0 | 0 | UC100 | 3444.0304
CAB031 | 2 Glass Door Frezzer c/w 1hp cond unit R404 | 1215*760*2030 |  | Nct2195ck cw cs145 axial | 0 | 0 | UC200 | 5083.489
CAB032 | 3 Glass Door Frezzer c/w 1 1/2hp cond unit R404 | 1810*760*2030 |  | Nct2212ck cw cs170 axial | 0 | 0 | UC300 | 6446.9582
CAB033 | 398L Chest frezzer (300L) internal s/steel | 1135*720*850 |  |  | 46000 |  |  | 1319.0748
CAB034 | 498L Chest frezzer (400L) internal s/steel | 1465*720*850 | [5 empty] | 1447.1404
CAB035 | 598L Chest frezzer (500L) internal s/steel | 1725*720*850 | [5 empty] | ~
CAB036 | 798L Chest frezzer (700L) internal s/steel | 1965*770*850 | [5 empty] | 2023.4352
CAB037 | 1088L Chest frezzer (1000L) internal s/steel | 2160*900*850 | [5 empty] | ~
CAB038 | 1 Big Glass Door chiller c/w 1/2hp cond unit R134 | 696*813*2330 | [5 empty] | 3278.538
CAB039 | 2 Big Glass Door chiller c/w 1/2hp cond unit R134 | 1384*813*2330 | [5 empty] | 4522.7295
CAB040 | 3 Big Glass Door chiller c/w 3/4hp cond unit R290 | 2067*813*2330 | [5 empty] | 6257.4089
CAB040.01 | 4 Big Glass Door chiller c/w 1hp cond unit R290 | 2750*813*2330
CAB041 | 1 Big Glass Door Frezzer c/w 5/8hp cond unit R404 | 696*813*2330 | [5 empty] | 4467.3579
CAB042 | 2 Big Glass Door Frezzer c/w 1hp cond unit R404 | 1384*813*2330 | [5 empty] | 7074.5238
CAB043 | 3 Big Glass Door Frezzer c/w 1 1/2hp cond unit R404 | 2067*813*2330 | [5 empty] | 9871.898
CAB043.01 | 4 Big Glass Door Frezzer c/w 2.5hp cond unit R404 | 2750*813*2330
0 | OPTIONAL CABINET | 0
ITEM CODE | PRODUCT | Spec. | DESCRIPTION | PACKING | (RM)
CAB044 | ICE TRAY (395mm*165mm*105mmH) |  |  |  | 22
CAB045 | 60% tin solder bar |  |  |  | 191.6667
CAB046 | C.F hinge- 6" (1pair) |  |  |  | 53.5088
CAB047 | 3mm clear float glass (457mm x 914mm) |  |  |  | 29.3297
CAB048 | 17mm x 69mm hardwood planed 2' up |  |  |  | 2.8674
0 | Masking tape 35mm x50m more glue | quickool |  |  | 4.7964
0 | Masking tape 35mmx50m | wefoam |  |  | 4.2213
0 | Aluminium foil tape 48mm x 30m |  |  |  | 10.5926
0 | Aluminium foil tape 60mm x 30m |  |  |  | 12.537
0 | Aluminium foil tape 75mm x 30m |  |  |  | 15.8889
0 | OPP tape 48mm x 80m |  |  |  | 4.2778
CAB049 | 13amp plug top UMS |  |  |  | 4.4444
CAB050 | 40/076 3core wire 1mm |  |  |  | 3.537
CAB051 | 70/076 3core wire 1.5mm |  |  |  | 0
CAB052 | 2ft led 10watts advertise |  |  |  | 8
CAB053 | 4ft led 18watts advertise |  |  |  | 8
CAB054 | led clip |  |  |  | 0.625
CAB055 | led connector 15amp 12way |  |  |  | 70.3704
CAB056 | PVC wire cable 2core 70m |  |  |  | 0
CAB057 | 3" pp castor wheel adjustable white |  |  |  | 5.7114
CAB058 | 3" pp castor wheel adjustable c/w stopper white |  |  |  | 7.9127
CAB058.01 | 4" pp castor wheel adjustable |  |  |  | 7.1393
CAB058.02 | 4" pp castor wheel adjustable c/w stopper |  |  |  | 9.3406
CAB059 | Pilaster s/steel 400mm (HG-600) |  |  |  | 1.3803
CAB060 | Pilaster s/steel 600mm (HG-600) | counter cabinet |  |  | 1.6563
CAB061 | Pilaster s/steel 1200mm (HG-1200) | upright cabinet |  |  | 3.3126
CAB062 | Pilaster clip aluminium (HG-1201) | chiller cabinet |  |  | 0.5061
CAB063 | PVC SheIving 23"x21" |  |  |  | 27.5435
CAB064 | PVC SheIving 25"x21" | 4Door & 6Door (4pcs/Fridge) |  |  | 29.8081
CAB065 | PVC SheIving 24-6/8"x18" | 6Door (2pcs/Middle of Fridge) |  |  | 26.4056
CAB066 | PVC SheIving 28"x21" | Mini 2Door (2pcs/Fridge) |  |  | 32.0727
CAB067 | PVC Shelving 13 3/4" x 22" 1/4" | 2Door Big (2pcs/Fridge) |  |  | 14.1053
CAB068 | PVC Shelving 19 3/4" x 22" 1/4" | 1.2m counter-4pcs |  |  | 20.2105
CAB069 | PVC SheIving 17" x 22 1/4" | 1.5m 2door counter-4pcs |  |  | 17.4737
CAB070 | PVC SheIving 21" x 22 1/4" | 1.8m 3door counter-6pcs |  |  | 22.9053
CAB071 | PVC SheIving 23"x23" 1 stopper | 2.1m 3door counter-6pcs |  |  | 26.1053
CAB071.01 | PVC SheIving 23"x22" 1 stopper | 2,4&6 door upright chiller 4,8,8pcs |  |  | 25.4737
CAB071.02 | PVC SheIving 25"x22" 1 stopper | 2,4&6 door upright frezzer air guard use 4,8,9pcs |  |  | 27.3684
CAB072 | PVC SheIving 25"x23" 1 stopper | 6 door upright frezzer centre 4pcs |  |  | 28.6316
CAB072.01 | PVC SheIving 19 3/4"x221/4" 1stopper | 6 door upright chiller centre 4pcs |  |  | 22.3158
CAB072.02 | PVC SheIving 21"x221/4" 1stopper | 1 glass door chiller -4pcs |  |  | 24
CAB072.03 | PVC SheIving 22 3/4"x22 1/4" 1 stopper | 2&3 glass door chiller -8pcs |  |  | 25.4737
CAB072.04 | PVC SheIving 19 3/4"x221/4" 2stopper for price pad | 3 glass door chiller centre -4pcs |  |  | 25.2632
CAB072.05 | PVC SheIving 21"x221/4" 2stopper for price pad | 1 glass door chiller -4pcs |  |  | 27.3684
CAB072.06 | PVC SheIving 22 3/4"x22 1/4" 2stopper for price pad | 2&3 glass door chiller -8pcs |  |  | 30.1075
CAB072.07 | PVC SheIving 18 3/4"x21" 1stopper | 3 glass door chiller centre -4pcs |  |  | 20.2105
CAB072.08 | PVC SheIving 20 3/4"x21" 1stopper | 1 glass frezzer door -4pcs | 18 3/4"x221/4" old size |  | 22.1053
CAB072.09 | PVC SheIving 21"x22 1/4" 1 stopper-old model | 2 glass frezzer door -8pcs | 20 3/4"x221/4" |  | 23.1579
CAB072.10 | PVC SheIving 22 1/4"x21" 1 stopper | 3 glass frezzer door -8pcs | 21"x22 1/4" |  | 23.5789
CAB072.11 | PVC SheIving 18 3/4"x221/4" 2stopper | 3 glass frezzer door centre -4pcs | 21 3/4"x22 1/4" |  | 27.3684
CAB072.12 | PVC SheIving 20 3/4"x221/4" 2stopper | 1 glass frezzer door -4pcs | for price list |  | 29.4737
CAB072.13 | PVC SheIving 21"x22 1/4" 2stopper | 2 glass frezzer door -8pcs | for price list |  | 31.5789
CAB072.14 | PVC SheIving 21 3/4"x22 1/4" 2stopper | 3 glass frezzer door -8pcs | for price list |  | 33.6842
CAB072.15 | PVC SheIving 24 1/2"x24 1/4" 2stopper | 3 glass frezzer door centre -4pcs | for price list |  | 31.5789
CAB072.16 | PVC SheIving 25 3/4"x24 1/4" 2stopper | 2&3 big glass chiller door -12pcs |  |  | 33.0526
CAB072.17 | AIR GUARD 400*1160mm | 3 big glass chiller door centre -6pcs |  |  | 24
CAB072.18 | AIR GUARD 492*1160mm | 1glass door frezzer |  |  | 29.4737
CAB072.19 | AIR GUARD 570*1160mm | 2&3 glass door frezzer,4&6 door upright frezzer |  |  | 34.1053
0 | 0 | 2 door upright frezzer |  |  | 0
0 | custom made shelving cost base on kgs |  |  |  | #REF!
0 | custom made shelving base on size less than 20pcs quantity |  |  |  | 0
CAB082 | 578*715 magnetic gasket | 2door |  |  | 25.8085
CAB083 | 534*715 magnetic gasket | 4door&6door |  |  | 25.3083
CAB084 | 383*575 magnetic gasket | 1.5m counter |  |  | 22.0006
CAB085 | 528*575 magnetic gasket | 1.8m counter |  |  | 23.6488
CAB086 | 420*575 magnetic gasket | 2.1m counter |  |  | 22.4211
CAB087 | custom made gasket |  |  |  | 27.3109
CAB088 | HG-036 pvc door rail 3.4m |  |  |  | 20.8779
CAB089 | Gasket welding machine |  |  |  | ~
CAB090 | Mould welding machine |  |  |  | ~
CAB091 | 3MM TEMPERED GLASS + 3MM NORMAL GLASS (595*985MM) |  |  |  | 156.7742
CAB092 | 3MM TEMPERED GLASS + 3MM TEMPER GLASS (700*865MM) |  |  |  | 162.0886
CAB093 | 4mm+3mm heater glass door (1473*584mm) chiller right (grey) | 2door&3door glass door |  |  | 454.3794
CAB094 | 4mm+3mm heater glass door (1473*584mm) chiller left (grey) | 2door&3door glass door |  |  | 454.3794
CAB095 | 4mm+3mm heater glass door (1473*584mm) chiller right (black) | 2door&3door glass door |  |  | 454.3794
CAB096 | 4mm+3mm heater glass door (1473*584mm) chiller left (black) | 2door&3door glass door |  |  | 454.3794
CAB096.01 | 4mm+3mm heater glass door (1473*585mm) chiller left (black) C/W LOCK |  |  |  | 478.2941
CAB096.02 | 4mm+3mm heater glass door (1473*586mm) chiller left (black) C/W LOCK |  |  |  | 455.708
CAB097 | 4mm + 3mm + 3mm heater glass door (1473*584mm) frezzer right (grey) | 2door&3door glass door freezer |  |  | 488.9228
CAB098 | 4mm + 3mm + 3mm heater glass door (1473*584mm) frezzer left (grey) | 2door&3door glass door freezer |  |  | 488.9228
CAB099 | 4mm + 3mm + 3mm heater glass door (1473*584mm) frezzer right (black) | 2door&3door glass door freezer |  |  | 488.9228
CAB100 | 4mm + 3mm + 3mm heater glass door (1473*584mm) frezzer left (black) | 2door&3door glass door freezer |  |  | 488.9228
CAB101 | 4mm + 3mm + 3mm heater glass door (1473*584mm) frezzer right (black)C/W LOCK |  |  |  | 552.4297
CAB102 | 4mm + 3mm + 3mm heater glass door (1473*584mm) frezzer left (black)C/W LOCK |  |  |  | 552.4297
CAB103 | 4mm+3mm heater glass door (1770*670mm) chiller right (black) |  |  |  | 657.6544
CAB104 | 4mm+3mm heater glass door (1770*670mm) chiller left (black) |  |  |  | 657.6544
CAB105 | 4mm + 3mm + 3mm heater glass door (1770*670mm) frezzer right (black) |  |  |  | 735.1114
CAB106 | 4mm + 3mm + 3mm heater glass door (1770*670mm) frezzer left (black) |  |  |  | 735.1114
CAB107 | 4MM HEATED GLASS + 3MM NORMAL GLASS (1801*762MM) |  |  |  | 571.4286
CAB107.01 | 1door frame heater glass door (1800*760mm) chiller (black)c/w 5pcs shelvings | post height 2m (left/right) |  |  | 2550.8824
CAB107.02 | 2door frame heater glass door (1800*760mm) chiller (black)c/w 10pcs shelvings |  |  |  | 5020.7843
CAB107.03 | 3door frame heater glass door (1800*760mm) chiller (black)c/w 15pcs shelvings |  |  |  | 7409.7059
CAB107.04 | 4door frame heater glass door (1800*760mm) chiller (black)c/w 20pcs shelvings |  |  |  | 9814.8235
CAB107.05 | 1door frame heater glass door (1800*760mm) frezzer (black)c/w 5pcs shelvings |  |  |  | 2996.2745
CAB107.06 | 2door frame heater glass door (1800*760mm) frezzer (black)c/w 10pcs shelvings |  |  |  | 5911.5686
CAB107.07 | 3door frame heater glass door (1800*760mm) frezzer (black)c/w 15pcs shelvings |  |  |  | 8745.8824
CAB107.08 | 4door frame heater glass door (1800*760mm) frezzer (black)c/w 20pcs shelvings |  |  |  | 11499.2157
CAB107.09 | Shelvings 760*686 black colour |  |  |  | 77.6803
CAB108 | 1500*1850mm INTEGRATED DOOR WITH FRAME (2 DOOR) | 723mm*1800mm(28.5"*71") |  |  | 3984.7116
CAB109 | 2250*1850mm INTEGRATED DOOR WITH FRAME (3 DOOR) | 723mm*1800mm(28.5"*71") |  |  | 5896.6874
CAB110 | 720*560mm MATCHING SHELVES (LOAD 50KG) |  |  |  | 59.7868
CAB111 | TOP FIXING GRID SHELVES |  |  |  | 66.4297
CAB112 | 50*16*1900 ALUMINIUM COLUMN LIGHT (大立柱) |  |  |  | 75.9956
CAB113 | 50*16*2150 ALUMINIUM COLUMN LIGHT (大立柱) |  |  |  | 80.38
CAB114 | 50*16*2600 ALUMINIUM COLUMN LIGHT (大立柱) |  |  |  | 84.7643
CAB115 | 520*30*30 LOWER BRACKET (下固定槽) |  |  |  | 12.4224
CAB116 | ALUMINIUM FIXING GROOVE (铝固定套) |  |  |  | 12.4224
CAB117 | S/STEEL HOCK (不锈钢挂钩) PILASTER CLIP |  |  |  | 0.73073
CAB118 | 550mm pvc price tag (标价条) |  |  |  | 2.1922
CAB119 | 750mm pvc price tag (标价条) |  |  |  | 2.6306
CAB120 | Advertising board 1door frame (608*270mm) grey |  |  |  | 47.7408
CAB121 | Advertising board 2door frame (1210*270mm) grey | 2door | 1.4kg |  | 69.825
CAB122 | Advertising board 3door frame (1806*270mm) grey | 3door | 1.95kg |  | 92.5588
CAB123 | Advertising board 1door frame (608*270mm) black |  |  |  | 50.339
CAB124 | Advertising board 2door frame (1210*270mm) black |  |  |  | 74.6965
CAB125 | Advertising board 3door frame (1806*270mm) black |  |  |  | 99.0541
CAB126 | PVC Ankle lock |  |  |  | 0.36536
CAB127 | Digital 1door channel (608*55*50mm)grey | 1door |  |  | 12.4224
CAB128 | Digital 2door channel (1210*55*50mm)grey | 2door | 0.5kg |  | 23.9313
CAB129 | Digital 3door channel (1806*55*50mm)grey | 3door | 0.7kg |  | 35.2576
CAB130 | Digital aluminium channel (4150*55*50mm)grey |  |  |  | 80.38
CAB131 | Digital 1door channel (608*55*50mm)black | 1door |  |  | 13.5185
CAB132 | Digital 2door channel (1210*55*50mm)black | 2door |  |  | 25.9408
CAB133 | Digital 3door channel (1806*55*50mm)black | 3door |  |  | 38.3632
CAB134 | Digital aluminium channel (4150*55*50mm)black |  |  |  | 87.6872
CAB135 | Bottom 1door channel (608*93*50mm)grey | 1door |  |  | 14.7972
CAB136 | Bottom 2door channel (1210*93*50mm)grey | 2door |  |  | 28.681
CAB137 | Bottom 3door channel (1806*93*50mm)grey | 3door |  |  | 42.3822
CAB138 | Bottom aluminium channel (4150*93*50mm)grey |  |  |  | 96.8213
CAB139 | Bottom 1door channel (608*93*50mm)black | 1door |  |  | 16.076
CAB140 | Bottom 2door channel (1210*93*50mm)black | 2door |  |  | 31.0559
CAB141 | Bottom 3door channel (1806*93*50mm)black | 3door |  |  | 46.0358
CAB142 | Bottom aluminium channel (4150*93*50mm)black |  |  |  | 105.9554
CAB142.01 | Digital 3 big door channel (2.063*55*50mm)black |  |  |  | 0
CAB142.02 | Digital 4 big door channel (*55*50mm)black |  |  |  | 0
CAB142.03 | Bottom 3 big door channel (2063*93*50mm)black |  |  |  | 0
CAB142.04 | Bottom 4 big door channel (2063*93*51mm)black |  |  |  | 0
CAB143 | Digital aluminium pvc plug 55mm grey |  |  |  | 1.0047
CAB144 | Digital aluminium pvc plug 55mm black |  |  |  | 1.0047
CAB145 | Bottom aluminium pvc plug 93mm grey |  |  |  | 1.6441
CAB146 | Bottom aluminium pvc plug 93mm black |  |  |  | 1.6441
CAB147 | advertising board 1door (603*265) white |  |  |  | 15.5888
CAB148 | advertising board 2door (1205*265) white |  |  |  | 31.1777
CAB149 | advertising board 3door (1801*265) white |  |  |  | 46.4418
CAB150 | advertising board 4door (1801*265) white |  |  |  | 0
CAB151 | HM40-15w led light 1.236m | 1door-1pc,2door-1pcs,3door-2pcs |  |  | 19.2646
CAB152 | HM40-17w led light 1.436m | 1door-1pc,2door-1pcs,3door-2pcs |  |  | 23.2504
CAB153 | 1m wire cw clip |  |  |  | ~
CAB154 | PVC internal door frame 500mm | 2,3 glass door | 0.143 |  | 1.9379
CAB155 | PVC internal door frame 1397mm | 2,3 glass door | 0.399 |  | 5.4071
CAB156 | PVC internal door frame 510mm | 4d,6d upright | #REF! |  | 1.9766
CAB157 | PVC internal door frame 692mm | 4d,6d upright | #REF! |  | 2.682
CAB158 | PVC internal door frame 293mm | 1.2m counter | #REF! |  | 1.1356
CAB159 | PVC internal door frame 442mm | 1.5m counter | #REF! |  | 1.7131
CAB160 | PVC internal door frame 356mm | 1.8m counter | #REF! |  | 1.3798
CAB161 | PVC internal door frame 458mm | 2.1m counter | #REF! |  | 1.7751
CAB162 | PVC internal door frame 550mm | all counter | #REF! |  | 2.1317
CAB163 | PVC internal door frame 3.1m |  | 0.89 |  | 12.061
CAB164 | RH-4.2m WHITE DOOR HEATER (60°c) | 1.2m counter chiller |  |  | 26.6193
CAB165 | RF-4.2m WHITE DOOR HEATER (80°c) | 1.3m counter chiller |  |  | 26.6193
CAB166 | RH-4.5m WHITE DOOR HEATER (60°c) | 1.4m counter chiller |  |  | 28.8376
CAB167 | RF-4.5m WHITE DOOR HEATER (80°c) | 1.5m counter chiller |  |  | 28.8376
CAB168 | RH-4.8m WHITE DOOR HEATER (60°c) | 1.6m counter chiller |  |  | 31.0559
CAB169 | RF-4.8m WHITE DOOR HEATER (80°c) | 1.7m counter chiller |  |  | 31.0559
CAB170 | RH-5.5m WHITE DOOR HEATER (60°c) | 1.8m counter chiller |  |  | 35.4925
CAB171 | RF-5.5m WHITE DOOR HEATER (80°c) | 1.9m counter chiller |  |  | 35.4925
CAB172 | RH-6.4m WHITE DOOR HEATER (60°c) | 1.10m counter chiller |  |  | 41.0382
CAB173 | RF-6.4m WHITE DOOR HEATER (80°c) | 1.11m counter chiller |  |  | 41.0382
CAB174 | RH-7m WHITE DOOR HEATER (60°c) | 1.12m counter chiller |  |  | 44.3656
CAB175 | RF-7m WHITE DOOR HEATER (80°c) | 1.13m counter chiller |  |  | 44.3656
CAB176 | RH-8.2m WHITE DOOR HEATER (60°c) | 1.14m counter chiller |  |  | 52.1295
CAB177 | RF-8.2m WHITE DOOR HEATER (80°c) | 1.15m counter chiller |  |  | 52.1295
CAB178 | RH-10.4m WHITE DOOR HEATER (60°c) | 1.16m counter chiller |  |  | 66.5484
CAB179 | RF-10.4m WHITE DOOR HEATER (80°c) | 1.17m counter chiller |  |  | 66.5484
CAB180 | RH-12.2m WHITE DOOR HEATER (60°c) | 1.18m counter chiller |  |  | 77.6398
CAB181 | RF-12.2m WHITE DOOR HEATER (80°c) | 1.19m counter chiller |  |  | 77.6398
CAB182 | RH-15.6m WHITE DOOR HEATER (60°c) | 1.20m counter chiller |  |  | 99.8225
CAB183 | RF-15.6m WHITE DOOR HEATER (80°c) | 1.21m counter chiller |  |  | 99.8225
CAB184 | HAIER FRIDGE DOOR SWITCH |  |  |  | 7.1611
CAB185 | LS711 ABS NYLON HIDDEN HANDLE |  |  |  | 1.023
CAB186 | SENSOR PROBE HOLDER |  |  |  | 0.36536
CAB187 | PU END CAP |  |  |  | 0.48715
CAB188 | PU END CAP |  |  |  | 0.48715
CAB189 | WATERPROOF TRANSPARENT PROTECTIVE COVER DISPLAY |  |  |  | 4.1756
CAB190 | SENSOR PROBE HOLDER |  |  |  | 0.41756
CAB191 | WIRE HOLDER |  |  |  | 1.0439
CAB192 | 4" PLASTIC VIDEO FAN GUARD |  |  |  | 1.6702
CAB193 | 6" PLASTIC VIDEO FAN GUARD |  |  |  | 2.9229
CAB194 | BLOWER FAN GUARD 200MM |  |  |  | 6.4954
CAB195 | CONDENSER FAN GUARD 200MM |  |  |  | 7.3073
CAB196 | Upper door hinges |  |  |  | 3.2477
CAB197 | Middle door hinges |  |  |  | 3.2477
CAB198 | Bottom door hinges |  |  |  | 3.2477
CAB199 | 3KG DEHUMIDIFIER |  |  |  | 1092.7076
CAB200 | HIGH 330 SIDEBOARD (BLACK/GREY) |  |  |  | 8.2207
CAB201 | 200mm FAN GUARD |  |  |  | 7.4697
CAB202 | 230mm FAN GUARD |  |  |  | 9.743
CAB203 | EXTRA LONG ELBOW DRAIN PIPE FITTING 加长弯头出水嘴 |  |  |  | 2.9229
CAB204 | POST GUARD 大直座 |  |  |  | 1.4615
CAB205 | UPPER LEFT DOOR HINGES |  |  |  | 8.1192
CAB206 | UPPER RIGHT DOOR HINGES |  |  |  | 8.1192
CAB207 | MIDDLE LEFT DOOR HINGES |  |  |  | 8.1192
CAB208 | MIDDLE RIGHT DOOR HINGES |  |  |  | 8.1192
CAB209 | LOWER LEFT DOOR HINGES |  |  |  | 8.1192
CAB210 | LOWER RIGHT DOOR HINGES |  |  |  | 8.1192
CAB211 | Drain pan heater (230v,125w) |  |  |  | 83.5117
CAB212 | BULLET FIT (100mm) |  |  |  | 11.8988

## RACK
WELLER AIR-COND PARTS ENTERPRISE SDN BHD (613386-K)
Item code | DESC. | Dimension | Weight （kg） | PICTURE
RAC001 | upright Post 立柱 | 11000*900*100*70*2.0 | 45.1 | =DISPIMG("ID_4F4D5FD4221844B3BAC4C5FCB86F69E3",1)
RAC002 | Foot plate | 120*120
RAC003 | 横 支 Bracing | 40*25*1.5 C型*828 | 0.9 | =DISPIMG("ID_26C9986488344784A3A12DBC0C0B5F4D",1)
RAC004 | 斜 支 Bracing | 40*25*1.5 C型*1030 | 1.13
RAC005 | Upright Post Set | 612.6mm(230mm) | 6
RAC006 | Beam 横梁 | 2700*120*45*1.5 | 13.7 | =DISPIMG("ID_5B50BE1DB98C4567993D6A5F26792F33",1)
RAC007 | Beam 横梁 | 2460*100*45*1.5 | 12.6
RAC008 | row spacer 连接杆 | 250*60*40 | 1.1 | =DISPIMG("ID_0E87DF8BB7EC46E5880226BA3CE7A3E0",1) | 2m height install 1pcs
RAC009 | Post guard U型防撞柱 | H300 | 3.5
RAC010 | Pallet support 支撑梁 | 900*60*40 | 2.3 | =DISPIMG("ID_6FC152D1CE6B42CB8D590A2DA910557B",1) | 4pcs per rack
RAC011 | Crash barrier 防撞栏 | L2050*H500 | 18.3 | =DISPIMG("ID_65FA1E08635043859F11F6AEACBF64C9",1)
RAC012 | Crash barrier 防撞栏 | L900*H500 | 10.8
2ton above-rm800/ton ,install wood slab -rm500/ton
below 2ton -rm1200-rm1500/ton